## Sheet1
Local Area | Generator Name | JAN | FEB | MAR | APR | MAY | JUN | JUL | AUG | SEP | OCT | NOV | DEC | Dispatchable | Path Designation | Deliverability Status | Deliverability MW | Comments | Yearly_Max
CAISO System | Diablo Canyon Unit 2 | 1140 | 1140 | 1140 | 1140 | 1140 | 1140 | 1140 | 1140 | 1140 | 1140 | 1140 | 1140 | N | North | FC |  |  | 1140
CAISO System | Diablo Canyon Unit 1 | 1140 | 1140 | 1140 | 1140 | 1140 | 1140 | 1140 | 1140 | 1140 | 1140 | 1140 | 1140 | N | North | FC |  |  | 1140
Bay Area | DELTA ENERGY CENTER AGGREGATE | 880 | 880 | 880 | 875 | 880 | 880 | 873 | 873 | 873 | 880 | 880 | 880 | Y | North | FC |  |  | 880
CAISO System | HIGH DESERT POWER PROJECT AGGREGATE | 850 | 850 | 850 | 850 | 850 | 850 | 850 | 850 | 850 | 850 | 850 | 850 | Y | South | FC |  |  | 850
Big Creek-Ventura | Pastoria Energy Facility | 799.47 | 799.47 | 795 | 785 | 775 | 775 | 775 | 775 | 775 | 785 | 799.47 | 799.47 | Y | South | FC |  |  | 799.47
Big Creek-Ventura | ORMOND BEACH GEN STA. UNIT 2 | 750 | 750 | 750 | 750 | 750 | 750 | 750 | 750 | 750 | 750 | 750 | 750 | Y | South | FC |  |  | 750
Big Creek-Ventura | ORMOND BEACH GEN STA. UNIT 1 | 741.27 | 741.27 | 741.27 | 741.27 | 741.27 | 741.27 | 741.27 | 741.27 | 741.27 | 741.27 | 741.27 | 741.27 | Y | South | FC |  |  | 741.27
Big Creek-Ventura | BIG CREEK HYDRO PROJECT PSP | 490.44 | 553.8 | 507 | 561.6 | 700 | 728.6 | 706.43 | 725 | 725 | 455.76 | 483 | 498.28 | Y | South | FC |  |  | 728.6
LA Basin | Alamitos Energy Center Unit 7 | 674.7 | 674.7 | 674.7 | 674.7 | 674.7 | 674.7 | 674.7 | 674.7 | 674.7 | 674.7 | 674.7 | 674.7 | Y | South | FC |  |  | 674.7
LA Basin | Huntington Beach Energy | 673.8 | 673.8 | 673.8 | 673.8 | 673.8 | 673.8 | 673.8 | 673.8 | 673.8 | 673.8 | 673.8 | 673.8 | Y | South | FC |  |  | 673.8
CAISO System | HYATT-THERMALITO PUMP-GEN (AGGREGATE) | 56.34 | 149.29 | 371.98 | 238.3 | 244.26 | 402.5 | 672.89 | 588.57 | 568.93 | 283.45 | 213.29 | 303.1 | Y | North | FC |  |  | 672.89
CAISO System | Colusa Generating Station | 630 | 630 | 630 | 630 | 618 | 612 | 606 | 604 | 607 | 614 | 623 | 628 | Y | North | FC |  |  | 630
Bay Area | Russell City Energy Center | 615.18 | 615.18 | 615.18 | 612.7 | 607.7 | 601 | 597.4 | 597.4 | 600.9 | 606.1 | 615.18 | 615.18 | Y | North | FC |  |  | 615.18
San Diego-IV | TDM | 605 | 605 | 605 | 605 | 601 | 593 | 591 | 593 | 596 | 605 | 605 | 605 | Y | South | FC |  |  | 605
San Diego-IV | OTAY MESA ENERGY CENTER | 603.6 | 603.6 | 603.6 | 603.6 | 603.6 | 603.6 | 603.6 | 603.6 | 603.6 | 603.6 | 603.6 | 603.6 | Y | South | FC |  |  | 603.6
Bay Area | Metcalf Energy Center | 597.05 | 597.05 | 597.05 | 597.05 | 597.05 | 597.05 | 597.05 | 597.05 | 597.05 | 597.05 | 597.05 | 597.05 | Y | North | FC |  |  | 597.05
San Diego-IV | Palomar Energy Center | 588.21 | 588.21 | 588.21 | 588.21 | 588.21 | 588.21 | 588.21 | 588.21 | 588.21 | 588.21 | 588.21 | 588.21 | Y | South | FC |  |  | 588.21
CAISO System | Sunrise Power Project AGGREGATE II | 586.02 | 586.02 | 586.02 | 586.02 | 586.02 | 586.02 | 586.02 | 586.02 | 586.02 | 586.02 | 586.02 | 586.02 | Y | North | FC |  |  | 586.02
Bay Area | Los Medanos Energy Center AGGREGATE | 580 | 580 | 580 | 580 | 580 | 580 | 580 | 580 | 580 | 580 | 580 | 580 | Y | North | FC |  |  | 580
LA Basin | Mountainview Gen Sta. Unit 4 | 555 | 555 | 555 | 555 | 555 | 555 | 555 | 555 | 555 | 555 | 555 | 555 | Y | South | FC |  |  | 555
LA Basin | Mountainview Gen Sta. Unit 3 | 555 | 555 | 555 | 555 | 555 | 555 | 555 | 555 | 555 | 555 | 555 | 555 | Y | South | FC |  |  | 555
Bay Area | GATEWAY GENERATING STATION | 546 | 548 | 545 | 531 | 519 | 504 | 494 | 500 | 504 | 519 | 538 | 546 | Y | North | FC |  |  | 548
Bay Area | MOSS LANDING POWER BLOCK 2 | 510 | 510 | 510 | 510 | 510 | 510 | 510 | 510 | 510 | 510 | 510 | 510 | Y | North | FC |  |  | 510
Bay Area | MOSS LANDING POWER BLOCK 1 | 510 | 510 | 510 | 510 | 510 | 510 | 510 | 510 | 510 | 510 | 510 | 510 | Y | North | FC |  |  | 510
CAISO System | Blythe Energy Center | 493.63 | 493.63 | 493.63 | 493.63 | 493.63 | 493.63 | 493.63 | 493.63 | 493.63 | 493.63 | 493.63 | 493.63 | Y | South | FC |  |  | 493.63
LA Basin | ALAMITOS GEN STA. UNIT 5 | 480 | 480 | 480 | 480 | 480 | 480 | 480 | 480 | 480 | 480 | 480 | 480 | Y | South | FC |  |  | 480
San Diego-IV | Carlsbad 1 | 422 | 422 | 422 | 422 | 422 | 422 | 422 | 422 | 422 | 422 | 422 | 422 | Y | South | FC |  |  | 422
CAISO System | Desert Star Energy Center | 419.25 | 419.25 | 419.25 | 419.25 | 419.25 | 419.25 | 419.25 | 419.25 | 419.25 | 419.25 | 419.25 | 419.25 | Y | South | PD | 419.25 |  | 419.25
CAISO System | PANOCHE ENERGY CENTER (Aggregated) | 417 | 417 | 417 | 417 | 416 | 412 | 403 | 403 | 408 | 416 | 417 | 417 | Y | North | ID | 100% | 401 MW with FCDS priority. The rest C11 waiting for QC8RAS-08, Los Banos-Padre Flat 230 kV Reconductor, Dos Amigos-Panoche Reconductor and possibly other. | 417
Fresno | HELMS PUMP-GEN UNIT 1 | 407 | 407 | 407 | 407 | 407 | 407 | 407 | 407 | 407 | 407 | 407 | 407 | Y | North | FC |  |  | 407
Fresno | HELMS PUMP-GEN UNIT 2 | 407 | 407 | 407 | 407 | 407 | 407 | 407 | 407 | 407 | 407 | 407 | 407 | Y | North | FC |  |  | 407
Fresno | HELMS PUMP-GEN UNIT 3 | 404 | 404 | 404 | 404 | 404 | 404 | 404 | 404 | 404 | 404 | 404 | 404 | Y | North | FC |  |  | 404
CAISO System | ELK HILLS COMBINED CYCLE (AGGREGATE) | 400 | 400 | 400 | 400 | 400 | 400 | 400 | 400 | 400 | 400 | 400 | 400 | Y | North | FC |  |  | 400
Stockton | Tracy Combined Cycle Power Plant | 336.04 | 336.04 | 336.04 | 336.04 | 336.04 | 336.04 | 336.04 | 336.04 | 336.04 | 336.04 | 336.04 | 336.04 | Y | North | FC |  |  | 336.04
LA Basin | ALAMITOS GEN STA. UNIT 4 | 334.43 | 334.43 | 334.43 | 334.43 | 334.43 | 334.43 | 334.43 | 334.43 | 334.43 | 334.43 | 334.43 | 334.43 | Y | South | FC |  |  | 334.43
LA Basin | ALAMITOS GEN STA. UNIT 3 | 326.76 | 326.76 | 326.76 | 326.76 | 326.76 | 326.76 | 326.76 | 326.76 | 326.76 | 326.76 | 326.76 | 326.76 | Y | South | FC |  |  | 326.76
LA Basin | Marvel | 324.99 | 324.99 | 324.99 | 324.99 | 324.99 | 324.99 | 324.99 | 324.99 | 325 | 325 | 325 | 325 | Y | South | FC |  |  | 325
San Diego-IV | LR2 | 322 | 322 | 322 | 322 | 322 | 322 | 322 | 322 | 322 | 322 | 322 | 322 | Y | South | FC |  |  | 322
CAISO System | CCSF Hetch_Hetchy Hydro Aggregate | 307 | 307 | 307 | 307 | 307 | 307 | 307 | 307 | 239 | 300 | 307 | 307 | Y | North | FC |  |  | 307
LA Basin | WATSON COGENERATION | 305 | 305 | 305 | 305 | 305 | 305 | 305 | 305 | 305 | 305 | 305 | 305 | Y | South | FC |  |  | 305
Bay Area | LOS ESTEROS ENERGY FACILITY AGGREGATE | 304 | 304 | 304 | 303 | 303 | 302 | 302 | 299 | 302 | 303 | 303 | 303 | Y | North | FC |  |  | 304
Sierra | Lodi Energy Center | 302.58 | 302.58 | 302.58 | 302.58 | 302.58 | 302.58 | 302.58 | 302.58 | 302.58 | 302.58 | 302.58 | 302.58 | Y | North | FC |  |  | 302.58
LA Basin | El Segundo Energy Center 5/6 | 274.31 | 274.31 | 274.31 | 274.31 | 274.31 | 274.31 | 274.31 | 274.31 | 274.31 | 274.31 | 274.31 | 274.31 | Y | South | FC |  |  | 274.31
LA Basin | El Segundo Energy Center 7/8 | 271.74 | 271.74 | 271.74 | 271.74 | 271.74 | 271.74 | 271.74 | 271.74 | 271.74 | 271.74 | 271.74 | 271.74 | Y | South | FC |  |  | 271.74
CAISO System | LA PALOMA GENERATING PLANT, UNIT #4 | 267 | 267 | 267 | 267 | 267 | 267 | 267 | 267 | 267 | 267 | 267 | 267 | Y | North | FC |  |  | 267
CAISO System | La Paloma Generating Plant Unit #1 | 267 | 267 | 267 | 267 | 267 | 267 | 267 | 267 | 267 | 267 | 267 | 267 | Y | North | FC |  |  | 267
CAISO System | La Paloma Generating Plant Unit #3 | 266 | 266 | 266 | 266 | 266 | 266 | 266 | 266 | 266 | 266 | 266 | 266 | Y | North | FC |  |  | 266
CAISO System | La Paloma Generating Plant Unit #2 | 266 | 266 | 266 | 266 | 266 | 266 | 266 | 266 | 266 | 266 | 266 | 266 | Y | North | FC |  |  | 266
CAISO System | MIDWAY SUNSET COGENERATION PLANT | 248 | 248 | 248 | 245 | 240 | 234 | 229 | 229 | 231 | 243 | 246 | 248 | Y | North | FC |  |  | 248
CAISO System | COLLIERVILLE HYDRO UNIT 1 & 2 AGGREGATE | 246.86 | 246.86 | 246.86 | 246.86 | 246.86 | 246.86 | 246.86 | 246.86 | 246.86 | 246.86 | 246.86 | 246.86 | Y | North | FC |  |  | 246.86
Big Creek-Ventura | EDMONS_2_NSPIN | 236 | 236 | 236 | 236 | 236 | 236 | 236 | 236 | 236 | 236 | 236 | 236 | Y | South | FC |  |  | 236
LA Basin | Menifee Power Bank 2 | JUL: 230; AUG: 230; SEP: 230; OCT: 230; NOV: 230; DEC: 230 | Y | South | ID | 100% | Waiting for Colorado River C-RAS. | 230
CAISO System | Genesis McCoy Bess | 230 | 230 | 230 | 230 | 230 | 230 | 230 | 230 | 230 | 230 | 230 | 230 | Y | South | FC |  | Co-located with BLKCRK_2_SOLAR1, GENESI_2_STG | 230
CAISO System | Desert Sunlight PV II Storage | 230 | 230 | 230 | 230 | 230 | 230 | 230 | 230 | 230 | 230 | 230 | 230 | Y | South | FC |  | Co-located with DSRTSN_2_SOLAR2 | 230
LA Basin | Menifee Power Bank | JUN: 230; JUL: 230; AUG: 230; SEP: 230; OCT: 230; NOV: 230; DEC: 230 | Y | South | ID | 100% | Q1645 - Waiting for Colorado River C-RAS. | 230
San Diego-IV | Gateway Energy Storage | 175 | 175 | 175 | 175 | 175 | 228 | 228 | 228 | 228 | 228 | 228 | 228 | Y | South | FC |  |  | 228
LA Basin | HUNTINGTON BEACH GEN STA. UNIT 2 | 226.84 | 226.84 | 226.84 | 226.84 | 226.84 | 226.84 | 226.84 | 226.84 | 226.84 | 226.84 | 226.84 | 226.84 | Y | South | FC |  |  | 226.84
Bay Area | CROCKETT COGEN | 217.11 | 217.33 | 145.95 | 226.42 | 223.9 | 225.62 | 221.95 | 223 | 215.29 | 218.19 | 211.4 | 206.77 | N | North | FC |  |  | 226.42
CAISO System | Westlands Solar Blue BESS | 225 | 225 | 225 | 225 | 225 | 225 | 225 | 225 | 225 | 225 | 225 | 225 | Y | North | ID | 100% | 23TPD - Waiting for QC8RAS-08 RAS, Manning and possibly other. Co-located with SOLBLU_2_WSBSX2. | 225
CAISO System | Desert Sunlight PV II Storage 2 |  |  |  |  | 217.81 | 217.81 | 217.81 | 217.81 | 217.81 | 217.81 | 217.81 | 217.81 | Y | South | PD | 94.70% |  | 217.81
Sierra | MIDDLE FORK AND RALSTON PSP | 210 | 210 | 210 | 210 | 210 | 210 | 210 | 210 | 210 | 210 | 210 | 210 | Y | North | FC |  |  | 210
Bay Area | Marsh Landing 4 | 203.72 | 203.2 | 202.81 | 199.67 | 198.47 | 194.44 | 193.36 | 192.89 | 194.53 | 199.67 | 200.98 | 204.2 | Y | North | FC |  |  | 204.2
Bay Area | Marsh Landing 1 | 203.08 | 202.82 | 202.21 | 199.04 | 197.87 | 194.63 | 193.62 | 193.09 | 194.72 | 198.97 | 200.43 | 203.72 | Y | North | FC |  |  | 203.72
Bay Area | Marsh Landing 2 | 202.25 | 201.68 | 201.36 | 198.21 | 197.04 | 193.81 | 192.86 | 192.32 | 193.95 | 198.13 | 199.65 | 202.7 | Y | North | FC |  |  | 202.7
Bay Area | Marsh Landing 3 | 201.79 | 201.31 | 200.92 | 197.81 | 196.72 | 193.1 | 192.03 | 191.57 | 193.18 | 197.81 | 199.11 | 202.45 | Y | North | FC |  |  | 202.45
LA Basin | Condor BESS | JUN: 200; JUL: 200; AUG: 200; SEP: 200; OCT: 200; NOV: 200; DEC: 200 | Y | South | FC |  | Former - SCEWDT1659 | 200
CAISO System | Crimson | 200 | 200 | 200 | 200 | 200 | 200 | 200 | 200 | 200 | 200 | 200 | 200 | Y | South | ID | 100% | Waiting for West of Colorado River cRAS. | 200
Bay Area | Black Diamond Energy Storage | 200 | 200 | 200 | 200 | 200 | 200 | 200 | 200 | 200 | 200 | 200 | 200 | Y | North | FC |  |  | 200
Big Creek-Ventura | EASTWOOD PUMP-GEN | 199 | 199 | 199 | 199 | 199 | 199 | 199 | 199 | 199 | 199 | 199 | 199 | Y | South | FC |  |  | 199
Bay Area | Mariposa Energy | 198.03 | 198.03 | 198.03 | 198.03 | 198.03 | 198.03 | 198.03 | 198.03 | 198.03 | 198.03 | 198.03 | 198.03 | Y | North | FC |  |  | 198.03
LA Basin | DEVIL CANYON HYDRO UNITS 1-4 AGGREGATE | 146.91 | 82.76 | 106.43 | 145.35 | 134.52 | 146.86 | 164.73 | 163.22 | 165.98 | 143.16 | 187.64 | 132.7 | Y | South | FC |  |  | 187.64
Bay Area | Elkhorn Energy Storage | 182.5 | 182.5 | 182.5 | 182.5 | 182.5 | 182.5 | 182.5 | 182.5 | 182.5 | 182.5 | 182.5 | 182.5 | Y | North | FC |  |  | 182.5
Fresno | PINE FLAT HYDRO AGGREGATE | 0 | 24.35 | 47.88 | 78 | 134 | 176.88 | 176.65 | 120.84 | 36.57 | 30.9 | 0 | 0 | Y | North | FC |  |  | 176.88
Sierra | Colgate Powerhouse Unit 1 | 141.6 | 141.6 | 176.72 | 176.72 | 176.72 | 176.72 | 176.72 | 176.72 | 176.72 | 176.72 | 176.72 | 176.72 | Y | North | FC |  | Rio Oso constraint removed starting March 1, 2024 per new CAISO deliverability methodology. | 176.72
Sierra | Colgate Powerhouse Unit 2 | 139.74 | 139.74 | 175.67 | 175.67 | 175.67 | 175.67 | 175.67 | 175.67 | 175.67 | 175.67 | 175.67 | 175.67 | Y | North | FC |  | Rio Oso constraint removed starting March 1, 2024 per new CAISO deliverability methodology. | 175.67
CAISO System | Sanborn Solar 2 SBESS 3 | 169 | 169 | 169 | 169 | 169 | 169 | 169 | 169 | 169 | 169 | 169 | 169 | Y | South | ID | 100% | Waiting for Windhub CRAS, Tehachapi CRAS and possibly other. | 169
CAISO System | Crimson 2 | 150 | 150 | 150 | 150 | 150 | 150 | 150 | 150 | 150 | 150 | 150 | 150 | Y | South | ID | 100% | Waiting for West of Colorado River cRAS. | 150
CAISO System | McFarland Solar B Hybrid | NOV: 150; DEC: 150 | Y | South | FC |  | Hybrid - 150 MW 4h battery FCDS with 300 MW solar EO part of 500 MW solar EO and 435 MW battery FC, Group name MCFLND_1171 - Max to grid 500 MW. | 150
Bay Area | DONALD VON RAESFELD POWER PROJECT | 147.8 | 147.8 | 147.8 | 147.8 | 143.5 | 143.5 | 143.5 | 143.5 | 143.5 | 147.8 | 147.8 | 147.8 | Y | North | FC |  |  | 147.8
Fresno | HAAS PH UNIT 1 & 2 AGGREGATE | 115.2 | 115.2 | 115.2 | 115.2 | 118.2 | 139.2 | 144 | 144 | 129.6 | 129.6 | 57.6 | 115.2 | Y | North | FC |  |  | 144
LA Basin | Malburg Generating Station | 139 | 139 | 139 | 139 | 139 | 139 | 139 | 139 | 139 | 139 | 139 | 139 | Y | South | FC |  |  | 139
CAISO System | Fifth Standard Battery | 137 | 137 | 137 | 137 | 137 | 137 | 137 | 137 | 137 | 137 | 137 | 137 | Y | North | FC |  | Co-located with FIFTHS_2_FSSR1 | 137
CAISO System | Chestnut Westside BESS | 135 | 135 | 135 | 135 | 135 | 135 | 135 | 135 | 135 | 135 | 135 | 135 | Y | North | ID | 100% | 23TPD - Waiting for QC8RAS-08 RAS, Manning and possibly other. Co-located with CHESTN_2_CHWSX2. | 135
CAISO System | Arlington Solar Unit 2A BESS | 132 | 132 | 132 | 132 | 132 | 132 | 132 | 132 | 132 | 132 | 132 | 132 | Y | South | ID | 100% | Waiting for West of Colorado River cRAS-Co-located with SUNCAT_2_A2ABT2, ARLNTN_2_AR1SR1 | 132
Stockton | North Central Valley | 132 | 132 | 132 | 132 | 132 | 132 | 132 | 132 | 132 | 132 | 132 | 132 | Y | North | ID | 100% | Waiting for Vierra Loop-in and possibly other | 132
San Diego-IV | Bateria Del Sur | 131 | 131 | 131 | 131 | 131 | 131 | 131 | 131 | 131 | 131 | 131 | 131 | Y | South | PD | 131.00 |  | 131
Big Creek-Ventura | Antelope Solar 2 LAB | 127 | 127 | 127 | 127 | 127 | 127 | 127 | 127 | 127 | 127 | 127 | 127 | Y | South | ID | 100% | Waiting for Tehachapi CRAS. Co-located | 127
Bay Area | BANKPP_2_NSPIN | 127 | 127 | 127 | 127 | 127 | 127 | 127 | 127 | 127 | 127 | 127 | 127 | Y | North | FC |  |  | 127
CAISO System | Oberon 1 BESS | 125 | 125 | 125 | 125 | 125 | 125 | 125 | 125 | 125 | 125 | 125 | 125 | Y | South | ID | 100% | Waiting for ELM, West of Colorado River cRAS. Co-located with OBERON_5_O1SSX2 and OBERON_5_O1SSR3 | 125
CAISO System | Oberon 2 BESS | 125 | 125 | 125 | 125 | 125 | 125 | 125 | 125 | 125 | 125 | 125 | 125 | Y | South | ID | 100% | Waiting for ELM, West of Colorado River cRAS. Co-located with OBERON_5_O2SSR4 and OBERON_5_O2SSR5 | 125
Bay Area | GILROY COGEN AGGREGATE | 120 | 120 | 120 | 120 | 115 | 115 | 115 | 115 | 115 | 120 | 120 | 120 | Y | North | FC |  |  | 120
CAISO System | King City Cogen | 120 | 120 | 120 | 120 | 120 | 120 | 120 | 120 | 120 | 120 | 120 | 120 | Y | North | FC |  |  | 120
Fresno | Midway Peaking Aggregate | 119.91 | 119.91 | 119 | 117.54 | 119.91 | 119.91 | 119.91 | 119.91 | 119.91 | 119.91 | 119.91 | 119.91 | Y | North | FC |  |  | 119.91
CAISO System | CDWR07_2_GEN | 115.6 | 115.6 | 115.6 | 115.6 | 115.6 | 115.6 | 115.6 | 115.6 | 115.6 | 115.6 | 115.6 | 115.6 | Y | North | FC |  |  | 115.6
CAISO System | Dracker Solar Unit 2 BESS | 115 | 115 | 115 | 115 | 115 | 115 | 115 | 115 | 115 | 115 | 115 | 115 | Y | South | FC |  | Co-located with DRACKR_2_SOLAR2 | 115
CAISO System | Dracker Solar Unit 3 BESS | 115 | 115 | 115 | 115 | 115 | 115 | 115 | 115 | 115 | 115 | 115 | 115 | Y | South | FC |  | Co-located with DRACKR_2_DS3SR3 EO | 115
San Diego-IV | Pio Pico Unit 2 | 112.7 | 112.7 | 112.7 | 112.7 | 112.7 | 112.7 | 112.7 | 112.7 | 112.7 | 112.7 | 112.7 | 112.7 | Y | South | FC |  |  | 112.7
San Diego-IV | Pio Pico Unit 3 | 112 | 112 | 112 | 112 | 112 | 112 | 112 | 112 | 112 | 112 | 112 | 112 | Y | South | FC |  |  | 112
CAISO System | Blythe Mesa Solar 2 BESS | 112 | 112 | 112 | 112 | 112 | 112 | 112 | 112 | 112 | 112 | 112 | 112 | Y | South | FC |  | Co-located with CENTPD_2_BMSSX2 | 112
San Diego-IV | Pio Pico Unit 1 | 111.3 | 111.3 | 111.3 | 111.3 | 111.3 | 111.3 | 111.3 | 111.3 | 111.3 | 111.3 | 111.3 | 111.3 | Y | South | FC |  |  | 111.3
LA Basin | Menifee Power Bank 4 | SEP: 110; OCT: 110; NOV: 110; DEC: 110 | Y | South | ID | 100% | Q1645 - Waiting for Colorado River C-RAS. | 110
LA Basin | Sentinel Unit 1 | 107.68 | 107.68 | 107.68 | 107.68 | 107.68 | 107.68 | 107.68 | 107.68 | 107.68 | 107.68 | 107.68 | 107.68 | Y | South | FC |  |  | 107.68
LA Basin | Sentinel Unit 5 | 107.52 | 107.52 | 107.52 | 107.52 | 107.52 | 107.52 | 107.52 | 107.52 | 107.52 | 107.52 | 107.52 | 107.52 | Y | South | FC |  |  | 107.52
LA Basin | Sentinel Unit 8 | 106.85 | 106.85 | 106.85 | 106.85 | 106.85 | 106.85 | 106.85 | 106.85 | 106.85 | 106.85 | 106.85 | 106.85 | Y | South | FC |  |  | 106.85
LA Basin | Sentinel Unit 7 | 106.73 | 106.73 | 106.73 | 106.73 | 106.73 | 106.73 | 106.73 | 106.73 | 106.73 | 106.73 | 106.73 | 106.73 | Y | South | FC |  |  | 106.73
LA Basin | Sentinel Unit 4 | 106.55 | 106.55 | 106.55 | 106.55 | 106.55 | 106.55 | 106.55 | 106.55 | 106.55 | 106.55 | 106.55 | 106.55 | Y | South | FC |  |  | 106.55
LA Basin | Sentinel Unit 3 | 105.69 | 105.69 | 105.69 | 105.69 | 105.69 | 105.69 | 105.69 | 105.69 | 105.69 | 105.69 | 105.69 | 105.69 | Y | South | FC |  |  | 105.69
San Diego-IV | Carlsbad 2 | 105.5 | 105.5 | 105.5 | 105.5 | 105.5 | 105.5 | 105.5 | 105.5 | 105.5 | 105.5 | 105.5 | 105.5 | Y | South | FC |  |  | 105.5
LA Basin | Sentinel Unit 6 | 105 | 105 | 105 | 105 | 105 | 105 | 105 | 105 | 105 | 105 | 105 | 105 | Y | South | FC |  |  | 105
LA Basin | Sentinel Unit 2 | 103.98 | 103.98 | 103.98 | 103.98 | 103.98 | 103.98 | 103.98 | 103.98 | 103.98 | 103.98 | 103.98 | 103.98 | Y | South | FC |  |  | 103.98
CAISO System | CARIBOU PH 2 UNIT 4 & 5 AGGREGATE | 42.34 | 36.4 | 32 | 16.8 | 18.98 | 67.6 | 101.18 | 103.18 | 103.2 | 72 | 25.22 | 24.84 | Y | North | FC |  |  | 103.2
Bay Area | Plano Storage 2 | 100.4 | 100.4 | 100.4 | 100.4 | 100.4 | 100.4 | 100.4 | 100.4 | 100.4 | 100.4 | 100.4 | 100.4 | Y | North | FC |  |  | 100.4
Bay Area | Plano Storage 1 | 100.4 | 100.4 | 100.4 | 100.4 | 100.4 | 100.4 | 100.4 | 100.4 | 100.4 | 100.4 | 100.4 | 100.4 | Y | North | FC |  |  | 100.4
LA Basin | Walnut Creek Energy Park Unit 5 | 96.65 | 96.65 | 96.65 | 96.65 | 96.65 | 100.1 | 100.1 | 100.1 | 100.1 | 100.1 | 100.1 | 100.1 | Y | South | FC |  |  | 100.1
LA Basin | Walnut Creek Energy Park Unit 3 | 96.65 | 96.65 | 96.65 | 96.65 | 96.65 | 100.1 | 100.1 | 100.1 | 100.1 | 100.1 | 100.1 | 100.1 | Y | South | FC |  |  | 100.1
LA Basin | Walnut Creek Energy Park Unit 2 | 96.91 | 96.91 | 96.91 | 96.91 | 96.91 | 100.1 | 100.1 | 100.1 | 100.1 | 100.1 | 100.1 | 100.1 | Y | South | FC |  |  | 100.1
LA Basin | Walnut Creek Energy Park Unit 1 | 96.43 | 96.43 | 96.43 | 96.43 | 96.43 | 100.1 | 100.1 | 100.1 | 100.1 | 100.1 | 100.1 | 100.1 | Y | South | FC |  |  | 100.1
LA Basin | Walnut Creek Energy Park Unit 4 | 96.49 | 96.49 | 96.49 | 96.49 | 96.49 | 100.1 | 100.1 | 100.1 | 100.1 | 100.1 | 100.1 | 100.1 | Y | South | FC |  |  | 100.1
LA Basin | Beaumont BESS | SEP: 100; OCT: 100; NOV: 100; DEC: 100 | Y | South | FC |  |  | 100
Big Creek-Ventura | Ventura Energy Storage | 100 | 100 | 100 | 100 | 100 | 100 | 100 | 100 | 100 | 100 | 100 | 100 | Y | South | FC |  |  | 100
LA Basin | HARBOR COGEN COMBINED CYCLE | 100 | 100 | 100 | 100 | 100 | 100 | 100 | 100 | 100 | 100 | 100 | 100 | Y | South | FC |  |  | 100
Bay Area | Dallas Energy Storage 4 | 100 | 100 | 100 | 100 | 100 | 100 | 100 | 100 | 100 | 100 | 100 | 100 | Y | North | FC |  |  | 100
Bay Area | Dallas Energy Storage 2 | 100 | 100 | 100 | 100 | 100 | 100 | 100 | 100 | 100 | 100 | 100 | 100 | Y | North | FC |  |  | 100
Bay Area | Dallas Energy Storage | 100 | 100 | 100 | 100 | 100 | 100 | 100 | 100 | 100 | 100 | 100 | 100 | Y | North | FC |  |  | 100
LA Basin | CALD BESS I | SEP: 100; OCT: 100; NOV: 100; DEC: 100 | Y | South | FC |  |  | 100
CAISO System | Separator | OCT: 100; NOV: 100; DEC: 100 | Y | South | FC |  |  | 100
LA Basin | Alamitos Energy Storage | 100 | 100 | 100 | 100 | 100 | 100 | 100 | 100 | 100 | 100 | 100 | 100 | Y | South | FC |  |  | 100
CAISO System | EdSan 1B | 100 | 100 | 100 | 100 | 100 | 100 | 100 | 100 | 100 | 100 | 100 | 100 | Y | South | ID | 100% | Waiting for Tehachapi cRAS | 100
Big Creek-Ventura | Antelope Solar 2 Luna | 100 | 100 | 100 | 100 | 100 | 100 | 100 | 100 | 100 | 100 | 100 | 100 | Y | South | ID | 100% | Waiting for Tehachapi CRAS | 100
Bay Area | Dallas Energy Storage 3 | 100 | 100 | 100 | 100 | 100 | 100 | 100 | 100 | 100 | 100 | 100 | 100 | Y | North | FC |  |  | 100
CAISO System | McFarland Solar A BESS |  | 100 | 100 | 100 | 100 | 100 | 100 | 100 | 100 | 100 | 100 | 100 | Y | South | FC |  | Co-located with MCFLND_5_MFSSR1. | 100
CAISO System | SAN LUIS (GIANELLI) PUMP-GEN (AGGREGATE) | 0 | 46.13 | 42.68 | 99.91 | 83.47 | 66.46 | 0 | 0 | 0 | 0 | 0 | 0 | N | North | FC |  |  | 99.91
Fresno | Hanford Peaker Plant | 98.46 | 98.46 | 98.46 | 98.46 | 98.46 | 98.46 | 98.46 | 98.46 | 98.46 | 98.46 | 98.46 | 98.46 | Y | North | FC |  |  | 98.46
CAISO System | Edsan 2 Edwards Sanborn E1B | 85.25 | 87.36 | 87.88 | 88.98 | 91.01 | 97.37 | 98.43 | 96.29 | 94.63 | 90.95 | 88.96 | 86.62 | Y | South | ID | 100% | Waiting for the Windhub and Tehachapi CRAS. Co-located with Solar - 130 MW solar with 85 MW battery limited to 166 MW at POI. | 98.43
Humboldt | Humboldt Bay Generating Station 1 | 97.62 | 97.62 | 97.62 | 97.62 | 97.62 | 97.62 | 97.62 | 97.62 | 97.62 | 97.62 | 97.62 | 97.62 | Y | North | FC |  |  | 97.62
Fresno | KERKHOFF PH 2 UNIT #1 | 7.79 | 22.24 | 36 | 36 | 96.67 | 74.8 | 75.8 | 75 | 75 | 0 | 0 | 4 | Y | North | FC |  |  | 96.67
Fresno | Malaga Power Aggregate | 96.61 | 96.61 | 96.61 | 96.61 | 96.61 | 96.61 | 96.61 | 96.61 | 96.61 | 96.61 | 96.61 | 96.61 | Y | North | FC |  |  | 96.61
CAISO System | Baldy Mesa Hybrid | JUN: 94.65; JUL: 96.6; AUG: 93.6; SEP: 91.65; OCT: 86.1; NOV: 83.55; DEC: 80.25 | Y | South | ID | 100% | Waiting for Mojave Desert RAS and Nort of Lugo C-RAS. 150 MW solar with 75 MW battery for 150 MW Max at POI - with no grid-charging restrictions. | 96.6
San Diego-IV | Orange Grove Energy Center | 96 | 96 | 96 | 96 | 96 | 96 | 96 | 96 | 96 | 96 | 96 | 96 | Y | South | FC |  |  | 96
NCNB | GEYSERS UNITS 7 & 8 AGGREGATE | 95.8 | 95.8 | 95.8 | 95.8 | 95.8 | 95.8 | 95.8 | 95.8 | 95.8 | 95.8 | 95.8 | 95.8 | Y | North | FC |  |  | 95.8
Bay Area | GILROY ENERGY CENTER UNITS 1&2 AGGREGATE | 95.2 | 95.2 | 95.2 | 95.2 | 95.2 | 95.2 | 95.2 | 95.2 | 95.2 | 95.2 | 95.2 | 95.2 | Y | North | FC |  |  | 95.2
Fresno | EXCHEQUER HYDRO | 94.5 | 94.5 | 94.5 | 94.5 | 94.5 | 94.5 | 94.5 | 94.5 | 94.5 | 94.5 | 94.5 | 94.5 | Y | North | FC |  |  | 94.5
Sierra | BELDEN HYDRO | 1.6 | 1.6 | 0 | 0 | 0 | 35.2 | 80.8 | 93.95 | 88 | 45.2 | 0 | 1.6 | Y | North | FC |  | Rio Oso constraint removed starting March 1, 2024 per new CAISO deliverability methodology. | 93.95
CAISO System | Proxima Solar BESS 2 |  |  |  |  | 90 | 90 | 90 | 90 | 90 | 90 | 90 | 90 | Y | North | FC |  |  | 90
Bay Area | MARTINEZ COGEN LIMITED PARTNERSHIP | 33.06 | 37.66 | 30.76 | 37.11 | 52.09 | 49.61 | 52.59 | 81.9 | 88.36 | 88.04 | 43.35 | 40.43 | N | North | FC |  |  | 88.36
CAISO System | Garland B BESS | 88 | 88 | 88 | 88 | 88 | 88 | 88 | 88 | 88 | 88 | 88 | 88 | Y | South | FC |  | Co-located with GARLND_2_GASLR, GARLND_2_GASLRA | 88
CAISO System | EdSan 2 Edwards 1A | 71.29 | 73.62 | 74.16 | 75.26 | 77.39 | 84.13 | 85.3 | 83.08 | 81.42 | 77.56 | 75.53 | 73.1 | Y | South | ID | 100% | Hybrid - C10 - Waiting for Tehachapi cRAS and possibly other - PV 130.0 MW and ESS 71.0 MW | 85.3
NCNB | GEYSERS UNITS 5 & 6 AGGREGATE | 85 | 85 | 85 | 85 | 85 | 85 | 85 | 85 | 85 | 85 | 85 | 85 | Y | North | FC |  |  | 85
CAISO System | JAMES B. BLACK 1 | 84.2 | 82.4 | 82.4 | 82.4 | 84 | 84.6 | 84.4 | 84.4 | 82 | 68 | 68 | 84 | Y | North | FC |  |  | 84.6
CAISO System | JAMES B. BLACK 2 | 83.48 | 83.28 | 83.28 | 82 | 83.28 | 83.88 | 84.08 | 84.08 | 84.08 | 67.28 | 83.48 | 83.28 | Y | North | FC |  |  | 84.08
CAISO System | Sagebrush Solar 2 | 80 | 80 | 80 | 80 | 80 | 80 | 80 | 80 | 80 | 80 | 80 | 80 | Y | South | ID | 100% | C12 - Waiting for Mesa-Laguna Bell 230 kV line upgrade project (Max 90 percent PCDS at 200 MW Pmax) | 80
Big Creek-Ventura | Placerita BESS | DEC: 80 | Y | South | FC |  |  | 80
Big Creek-Ventura | Bottleneck Energy Storage | NOV: 80; DEC: 80 | Y | South | FC |  |  | 80
CAISO System | Coso Navy 1 | 80 | 80 | 80 | 80 | 80 | 80 | 80 | 80 | 80 | 80 | 80 | 80 | Y | South | FC |  |  | 80
Big Creek-Ventura | Antelope Solar 2 Raceway BESS |  |  |  |  | 79.3 | 79.3 | 79.3 | 79.3 | 79.3 | 79.3 | 79.3 | 79.3 | Y | South | FC |  | Co-located with POLRIS_2_ASRSR1. | 79.3
CAISO System | Topaz Solar Farms | 2.2 | 16.5 | 19.25 | 24.2 | 35.2 | 72.05 | 79.2 | 68.2 | 61.05 | 40.7 | 31.35 | 19.25 | N | North | FC |  |  | 79.2
CAISO System | EdSan 2 | 66.26 | 68.35 | 68.83 | 69.84 | 71.76 | 77.84 | 78.89 | 76.88 | 75.37 | 71.88 | 70.05 | 67.86 | Y | South | ID | 100% | Hybrid - C10 - Waiting for Tehachapi cRAS and possibly other - PV 118.0 MW and ESS 66.0 MW | 78.89
Big Creek-Ventura | Sycamore Cogeneration Unit 2 | 76 | 76 | 76 | 76 | 76 | 76 | 76 | 76 | 76 | 76 | 76 | 76 | Y | South | FC |  |  | 76
Big Creek-Ventura | Sycamore Cogeneration Unit 4 | 76 | 76 | 76 | 76 | 76 | 76 | 76 | 76 | 76 | 76 | 76 | 76 | Y | South | FC |  |  | 76
NCNB | GEYSERS UNIT 17 (HEALDSBURG) | 75.5 | 75.5 | 75.5 | 75.5 | 75.5 | 75.5 | 75.5 | 75.5 | 75.5 | 75.5 | 75.5 | 75.5 | Y | North | FC |  |  | 75.5
Big Creek-Ventura | KERN RIVER COGENERATION CO. UNIT 4 | 75 | 75 | 75 | 75 | 74 | 73.33 | 73.67 | 73.67 | 74.33 | 75 | 75 | 75 | Y | South | FC |  |  | 75
Big Creek-Ventura | KERN RIVER COGENERATION CO. UNIT 3 | 75 | 75 | 75 | 75 | 73.67 | 73.67 | 73.33 | 73 | 73.67 | 75 | 75 | 75 | Y | South | FC |  |  | 75
Fresno | Mustang 1 BESS | 75 | 75 | 75 | 75 | 75 | 75 | 75 | 75 | 75 | 75 | 75 | 75 | Y | North | FC |  |  | 75
Big Creek-Ventura | KERN RIVER COGENERATION CO. UNIT 2 | 75 | 75 | 75 | 75 | 74.67 | 73.67 | 73.33 | 73 | 73.67 | 74.67 | 75 | 75 | Y | South | FC |  |  | 75
Big Creek-Ventura | KERN RIVER COGENERATION CO. UNIT 1 | 75 | 75 | 75 | 75 | 74.67 | 73.67 | 73 | 72.67 | 73.67 | 74.33 | 75 | 75 | Y | South | FC |  |  | 75
CAISO System | Resurgence 1 BESS | 75 | 75 | 75 | 75 | 75 | 75 | 75 | 75 | 75 | 75 | 75 | 75 | Y | South | FC |  | Co-located with KRAMER_1_R1PX3 | 75
LA Basin | Marvel 2 | 74.93 | 74.93 | 74.93 | 74.93 | 74.93 | 74.93 | 74.93 | 74.93 | 74.94 | 74.94 | 74.94 | 74.94 | Y | South | FC |  |  | 74.94
CAISO System | Willow Springs Solar 4 | NOV: 74.82; DEC: 74.82 | Y | South | ID | 100% | Q1217 - 75 MW 4 hour battery - Waiting for Whirldwind CRAS and Techachapi CRAS. | 74.82
Bay Area | Plano Storage 4 | 74.6 | 74.6 | 74.6 | 74.6 | 74.6 | 74.6 | 74.6 | 74.6 | 74.6 | 74.6 | 74.6 | 74.6 | Y | North | FC |  |  | 74.6
Bay Area | Plano Storage 3 | 74.6 | 74.6 | 74.6 | 74.6 | 74.6 | 74.6 | 74.6 | 74.6 | 74.6 | 74.6 | 74.6 | 74.6 | Y | North | FC |  |  | 74.6
Big Creek-Ventura | Sycamore Cogeneration Unit 3 | 74 | 74 | 74 | 74 | 74 | 74 | 74 | 74 | 74 | 74 | 74 | 74 | Y | South | FC |  |  | 74
Big Creek-Ventura | Sycamore Cogeneration Unit 1 | 74 | 74 | 74 | 74 | 74 | 74 | 74 | 74 | 74 | 74 | 74 | 74 | N | South | FC |  |  | 74
NCNB | GEYSERS CALISTOGA AGGREGATE | 72 | 72 | 72 | 72 | 72 | 72 | 72 | 72 | 72 | 72 | 72 | 72 | Y | North | FC |  |  | 72
NCNB | GEYSERS UNIT 18 (HEALDSBURG) | 72 | 72 | 72 | 72 | 72 | 72 | 72 | 72 | 72 | 72 | 72 | 72 | Y | North | FC |  |  | 72
Stockton | Donnells Hydro | 72 | 72 | 72 | 72 | 72 | 72 | 72 | 72 | 72 | 72 | 72 | 72 | Y | North | FC |  |  | 72
Fresno | RE Tranquillity BESS | 72 | 72 | 72 | 72 | 72 | 72 | 72 | 72 | 72 | 72 | 72 | 72 | Y | North | FC |  | Co-located with TRNQLT_2_SOLAR | 72
CAISO System | Sol Catcher BESS 2 |  |  |  | 71 | 71 | 71 | 71 | 71 | 71 | 71 | 71 | 71 | Y | South | ID | 100% | Waiting for Colorado River C-RAS. Co-located with 93.5 MW EO VICPAS_2_SOCSR2. | 71
Stockton | STANISLAUS HYDRO | 66.66 | 56.75 | 54.07 | 40 | 28 | 59 | 61.99 | 70.02 | 56.65 | 20.88 | 0 | 65.85 | Y | North | FC |  |  | 70.02
LA Basin | Inland Empire Energy Storage | NOV: 70; DEC: 70 | Y | South | FC |  | SCEWD1669 - Up to maximum 100 MWs. | 70
NCNB | GEYSERS UNIT 14 (HEALDSBURG) | 70 | 70 | 70 | 70 | 70 | 70 | 70 | 70 | 70 | 70 | 70 | 70 | Y | North | FC |  |  | 70
LA Basin | Stanton Battery Energy Storage | 68.8 | 68.8 | 68.8 | 68.8 | 68.8 | 68.8 | 68.8 | 68.8 | 68.8 | 68.8 | 68.8 | 68.8 | Y | South | FC |  |  | 68.8
NCNB | GEYSERS UNIT 11 (HEALDSBURG) | 68 | 68 | 68 | 68 | 68 | 68 | 68 | 68 | 68 | 68 | 68 | 68 | Y | North | FC |  |  | 68
Humboldt | Humboldt Bay Generating Station 3 | 65.08 | 65.08 | 65.08 | 65.08 | 65.08 | 65.08 | 65.08 | 65.08 | 65.08 | 65.08 | 65.08 | 65.08 | Y | North | FC |  |  | 65.08
CAISO System | Yellow Pine 2 BESS | 65 | 65 | 65 | 65 | 65 | 65 | 65 | 65 | 65 | 65 | 65 | 65 | Y | South | ID | 65.00 | Waiting for Lugo-Victorville CRAS - Co-located with YELPIN_2_YP2SR1 | 65
LA Basin | Glenarm Turbine 5 | 65 | 65 | 65 | 65 | 65 | 65 | 65 | 65 | 65 | 65 | 65 | 65 | Y | South | PD | 65.00 |  | 65
CAISO System | ELECTRA PH UNIT 1 & 2 AGGREGATE | 49.6 | 48 | 50.76 | 25.4 | 48.6 | 55.9 | 50.88 | 61.83 | 63.68 | 50.9 | 52.8 | 55.6 | Y | North | FC |  |  | 63.68
LA Basin | Long Beach Unit 1 | 63 | 63 | 63 | 63 | 63 | 63 | 63 | 63 | 63 | 63 | 63 | 63 | Y | South | FC |  |  | 63
LA Basin | Long Beach Unit 4 | 63 | 63 | 63 | 63 | 63 | 63 | 63 | 63 | 63 | 63 | 63 | 63 | Y | South | FC |  |  | 63
CAISO System | Arlington Solar Unit 1B BESS | 63 | 63 | 63 | 63 | 63 | 63 | 63 | 63 | 63 | 63 | 63 | 63 | Y | South | ID | 100% | C8 - Waiting for West of Colorado River cRAS.-Co-located with ARLNTN_2_ASUSR1, SUNCAT_2_A1ABT1 | 63
NCNB | GEYSERS UNIT 16 (HEALDSBURG) | 63 | 63 | 63 | 63 | 63 | 63 | 63 | 63 | 63 | 63 | 63 | 63 | Y | North | FC |  |  | 63
LA Basin | Long Beach Unit 3 | 63 | 63 | 63 | 63 | 63 | 63 | 63 | 63 | 63 | 63 | 63 | 63 | Y | South | FC |  |  | 63
LA Basin | Long Beach Unit 2 | 63 | 63 | 63 | 63 | 63 | 63 | 63 | 63 | 63 | 63 | 63 | 63 | Y | South | FC |  |  | 63
CAISO System | Dracker Solar Unit 1 BESS | 63 | 63 | 63 | 63 | 63 | 63 | 63 | 63 | 63 | 63 | 63 | 63 | Y | South | FC |  | Co-located with DRACKR_2_SOLAR1 | 63
CAISO System | Daggett Solar 3 a BESS | 61.5 | 61.5 | 61.5 | 61.5 | 61.5 | 61.5 | 61.5 | 61.5 | 61.5 | 61.5 | 61.5 | 61.5 | Y | South | ID | 100% | Waiting for Mojave RAS. Co-located with SISPRG_2_DS3SR1 | 61.5
CAISO System | PIT PH 4 UNITS 1 & 2 AGGREGATE | 50.2 | 40.8 | 44 | 44.8 | 40.8 | 55.2 | 60.6 | 55.6 | 36.4 | 40.8 | 44.6 | 48.8 | Y | North | FC |  |  | 60.6
CAISO System | Coso Battery Storage | 60 | 60 | 60 | 60 | 60 | 60 | 60 | 60 | 60 | 60 | 60 | 60 | Y | South | FC |  |  | 60
CAISO System | Daggett Solar 3 b BESS | 60 | 60 | 60 | 60 | 60 | 60 | 60 | 60 | 60 | 60 | 60 | 60 | Y | South | ID | 100% | Waiting for Mojave RAS. Co-located with SISPRG_2_DS3SR2 | 60
Sierra | WOODLEAF HYDRO | 60 | 60 | 60 | 60 | 60 | 60 | 60 | 60 | 60 | 60 | 60 | 60 | Y | North | FC |  |  | 60
CAISO System | California Flats Solar Battery | 60 | 60 | 60 | 60 | 60 | 60 | 60 | 60 | 60 | 60 | 60 | 60 | Y | North | FC |  | Co-located with CALFTN_2_SOLAR (PD) | 60
CAISO System | Dixie Valley Geo | 59.46 | 57.37 | 57.75 | 43.02 | 46.29 | 55.03 | 54.04 | 53.91 | 54.61 | 46.22 | 59.38 | 58.79 | N | South | FC |  |  | 59.46
CAISO System | Sagebrush Solar 2 ESS 59 | SEP: 59; OCT: 59; NOV: 59; DEC: 59 | Y | South | ID | 100% | Q1325 - Waiting for Mesa-Laguna Bell 230 kV line upgrade project - Max PCDS to 180 MW | 59
Bay Area | High Winds Energy Center | 53.2 | 57.07 | 50.9 | 53.78 | 55.64 | 41.04 | 36.5 | 34.28 | 35.2 | 29.49 | 37.26 | 47.63 | N | North | FC |  |  | 57.07
Fresno | SLATE_2 | 46.72 | 48.45 | 48.84 | 49.64 | 51.19 | 56.13 | 57 | 55.39 | 54.2 | 51.38 | 49.91 | 48.15 | Y | North | ID | 100% | Hybrid - C8 - Waiting for Bellota-Warnerville 230 kV reconductoring and possibly other - PV - 93.00 MW, ESS - 46.50 MW | 57
NCNB | GEYSERS UNIT 13 (HEALDSBURG) | 56 | 56 | 56 | 56 | 56 | 56 | 56 | 56 | 56 | 56 | 56 | 56 | Y | North | FC |  |  | 56
Fresno | SLATE_4 | 50.09 | 50.99 | 51.22 | 51.75 | 52.67 | 55.51 | 55.96 | 54.97 | 54.17 | 52.5 | 51.56 | 50.48 | Y | North | ID | 100% | Hybrid - C8 Waiting for Bellota-Warnerville 230 kV reconductoring and possibly other - PV 63.00 MW and ESS 50.00 MW | 55.96
Sierra | Narrows Powerhouse Unit 2 | 55 | 55 | 55 | 55 | 55 | 55 | 55 | 55 | 55 | 55 | 55 | 55 | Y | North | FC |  |  | 55
CAISO System | COSO POWER DEVELOPER (NAVY II) AGGREGATE | 55 | 55 | 55 | 55 | 55 | 55 | 55 | 55 | 55 | 55 | 55 | 55 | Y | South | PD | 55.00 | NQC reduction required due to transfer of deliverability to a new resource. (Adjustment already applied Jan-Dec.) | 55
Bay Area | OAKLAND STATION C GT UNIT 1 | 55 | 55 | 55 | 55 | 55 | 55 | 55 | 55 | 55 | 55 | 55 | 55 | Y | North | FC |  |  | 55
Bay Area | OAKLAND STATION C GT UNIT 3 | 55 | 55 | 55 | 55 | 55 | 55 | 55 | 55 | 55 | 55 | 55 | 55 | Y | North | FC |  |  | 55
Fresno | BALCH 2 PH UNIT 3 | 43.68 | 0 | 24.8 | 43.68 | 54.18 | 54.6 | 54.6 | 54.6 | 54.6 | 54.6 | 54.6 | 43.68 | Y | North | FC |  |  | 54.6
San Diego-IV | Valley Center Energy Storage | 54 | 54 | 54 | 54 | 54 | 54 | 54 | 54 | 54 | 54 | 54 | 54 | Y | South | PD | 54.00 | VLCNTR_6_VCEBT1 and VLCNTR_6_VCEBT2, combined PD 104 MW | 54
Big Creek-Ventura | ELLWOOD ENERGY SUPPORT FACILITY | 54 | 54 | 54 | 54 | 54 | 54 | 54 | 54 | 54 | 54 | 54 | 54 | Y | South | FC |  |  | 54
CAISO System | Sanborn Solar 2 Edwards 5 | 0.46 | 3.48 | 48.46 | 49.03 | 50.07 | 53.33 | 53.87 | 52.76 | 51.89 | 50 | 48.97 | 47.76 | Y | South | ID | 98.19% | Waiting for Tehachapi CRAS. Partial deliverability available for 47 MW battery and 68 MW solar. | 53.87
CAISO System | PIT PH 7 UNIT 1 | 53 | 51.72 | 52.76 | 52.21 | 51.56 | 52.34 | 53.04 | 53.55 | 53.4 | 51.38 | 42.4 | 53.08 | Y | North | FC |  |  | 53.55
CAISO System | PIT PH 7 UNIT 2 | 51.36 | 49.56 | 51.76 | 51.96 | 41.76 | 51.36 | 52.32 | 53.43 | 53.38 | 52.89 | 53.18 | 42.41 | Y | North | FC |  |  | 53.43
CAISO System | Yellow Pine 2 A BESS | JUL: 53; AUG: 53; SEP: 53; OCT: 53; NOV: 53; DEC: 53 | Y | South | ID | 100% | Waiting for Lugo Victorville CRAS - Co-located with 60 MW solar YELP_2_YP2SR2. | 53
Bay Area | Shiloh I Wind Project | 49.26 | 52.85 | 47.13 | 49.79 | 51.51 | 38 | 33.8 | 31.74 | 32.59 | 27.31 | 34.5 | 44.1 | N | North | FC |  |  | 52.85
Bay Area | SHILOH WIND PROJECT 2 | 49.26 | 52.85 | 47.13 | 49.79 | 51.51 | 38 | 33.8 | 31.74 | 32.59 | 27.31 | 34.5 | 44.1 | N | North | FC |  |  | 52.85
NCNB | NCPA GEO PLANT 2 UNIT 4 | 52.73 | 52.73 | 52.73 | 52.73 | 52.73 | 52.73 | 52.73 | 52.73 | 52.73 | 52.73 | 52.73 | 52.73 | Y | North | FC |  |  | 52.73
Fresno | BALCH 2 PH UNIT 2 | 42 | 42 | 0 | 42 | 52.5 | 52.5 | 52.5 | 52.5 | 52.5 | 52.5 | 52.5 | 52.5 | Y | North | FC |  |  | 52.5
Kern | HIGH SIERRA LIMITED | 52.43 | 52.43 | 52.43 | 52.43 | 52.43 | 52.43 | 52.43 | 52.43 | 52.43 | 52.43 | 52.43 | 52.43 | Y | North | FC |  |  | 52.43
Sierra | BUCKS CREEK AGGREGATE | 24.86 | 24.86 | 52.4 | 52.4 | 52.4 | 52.4 | 52.4 | 46.8 | 26.4 | 26.4 | 26.4 | 50.8 | Y | North | FC |  | Rio Oso constraint removed starting March 1, 2024 per new CAISO deliverability methodology. | 52.4
CAISO System | PIT PH 3 UNITS 1, 2 & 3 AGGREGATE | 36 | 35.68 | 28.8 | 34.4 | 42.4 | 46 | 52.4 | 47.6 | 26.4 | 28 | 29.6 | 36.6 | Y | North | FC |  |  | 52.4
Kern | KERN FRONT LIMITED | 52.4 | 52.4 | 52.4 | 52.4 | 52.4 | 52.4 | 52.4 | 52.4 | 52.4 | 52.4 | 52.4 | 52.4 | Y | North | FC |  |  | 52.4
Kern | DOUBLE "C" LIMITED | 52.23 | 52.23 | 52.23 | 52.23 | 52.23 | 52.23 | 52.23 | 52.23 | 52.23 | 52.23 | 52.23 | 52.23 | Y | North | FC |  |  | 52.23
Fresno | CalPeak Power Panoche Unit 1 | 52.01 | 52.01 | 52.01 | 52.01 | 52.01 | 52.01 | 52.01 | 52.01 | 52.01 | 52.01 | 52.01 | 52.01 | Y | North | PD | 52.01 |  | 52.01
CAISO System | Daggett 2 a BESS | 52 | 52 | 52 | 52 | 52 | 52 | 52 | 52 | 52 | 52 | 52 | 52 | Y | South | ID | 100% | Waiting for Mojave RAS. Co-located with CMBLND_2_DS2SR1. | 52
Sierra | CRESTA PH UNIT 1 & 2 AGGREGATE | 22.06 | 22.06 | 50.32 | 44 | 35.93 | 32.63 | 38.61 | 51.78 | 46.4 | 28 | 15.7 | 24 | Y | North | FC |  | Rio Oso constraint removed starting March 1, 2024 per new CAISO deliverability methodology. | 51.78
San Diego-IV | CalPeak Power Border Unit 1 | 51.25 | 51.25 | 51.25 | 51.25 | 51.25 | 51.25 | 51.25 | 51.25 | 51.25 | 51.25 | 51.25 | 51.25 | Y | South | FC |  |  | 51.25
CAISO System | CalPeak Power Vaca Dixon Unit 1 | 50.61 | 50.61 | 50.61 | 50.61 | 50.61 | 50.61 | 50.61 | 50.61 | 50.61 | 50.61 | 50.61 | 50.61 | Y | North | PD | 50.61 |  | 50.61
Fresno | Fresno Cogen | 50.6 | 50.6 | 50.6 | 50.6 | 50.6 | 50.6 | 50.6 | 50.6 | 50.6 | 50.6 | 50.6 | 50.6 | Y | North | FC |  |  | 50.6
CAISO System | Almasol 6 BES | 50 | 50 | 50 | 50 | 50 | 50 | 50 | 50 | 50 | 50 | 50 | 50 | Y | South | FC |  | Co-located with ALMASL_2_GS6SR6 | 50
LA Basin | Menifee Power Bank 3 | AUG: 50; SEP: 50; OCT: 50; NOV: 50; DEC: 50 | Y | South | FC |  |  | 50
CAISO System | Victory Pass Solar BESS |  |  |  | 50 | 50 | 50 | 50 | 50 | 50 | 50 | 50 | 50 | Y | South | ID | 100% | Waiting for Colorado River C-RAS. Co-located with 200 MW EO VICPAS_2_VPSSR1. | 50
CAISO System | Sol Catcher BESS 1 |  |  |  | 50 | 50 | 50 | 50 | 50 | 50 | 50 | 50 | 50 | Y | South | ID | 100% | Waiting for Colorado River C-RAS. Co-located with EO VICPAS_2_SOCSR1. | 50
CAISO System | EdSan 1A | 50 | 50 | 50 | 50 | 50 | 50 | 50 | 50 | 50 | 50 | 50 | 50 | Y | South | ID | 100% | Waiting for Tehachapi cRAS | 50
CAISO System | High 5 Solar BESS | 50 | 50 | 50 | 50 | 50 | 50 | 50 | 50 | 50 | 50 | 50 | 50 | Y | South | FC |  | Co-located with HIGHDS_2_H5SSR1 | 50
NCNB | GEYSERS UNIT 12 (HEALDSBURG) | 50 | 50 | 50 | 50 | 50 | 50 | 50 | 50 | 50 | 50 | 50 | 50 | Y | North | FC |  |  | 50
NCNB | GEYSERS UNIT 20 (HEALDSBURG) | 50 | 50 | 50 | 50 | 50 | 50 | 50 | 50 | 50 | 50 | 50 | 50 | Y | North | FC |  |  | 50
CAISO System | Willow Springs Solar 3 | AUG: 50; SEP: 50; OCT: 50; NOV: 50; DEC: 50 | Y | South | ID | 100% | Q1076 - Waiting for Whirlwind CRAS and Tehachapi CRAS. | 50
San Diego-IV | Valley Center Energy Storage B | 50 | 50 | 50 | 50 | 50 | 50 | 50 | 50 | 50 | 50 | 50 | 50 | Y | South | PD | 50.00 | VLCNTR_6_VCEBT1 and VLCNTR_6_VCEBT2, combined PD 104 MW | 50
Fresno | GWF HENRIETTA PEAKER PLANT UNIT 1 | 49.98 | 49.98 | 49.98 | 49.98 | 49.98 | 49.98 | 49.98 | 49.98 | 49.98 | 49.98 | 49.98 | 49.98 | Y | North | FC |  |  | 49.98
Fresno | Electrolyte Unit 1 | DEC: 49.98 | Y | North | FC |  | Co-located with Electrolyte Unit 2 - HENRTA_6_ELCTG2 - Max to POI 99.4 MW. | 49.98
Fresno | Panoche Peaker | 49.97 | 49.97 | 49.97 | 49.97 | 49.97 | 49.97 | 49.97 | 49.97 | 49.97 | 49.97 | 49.97 | 49.97 | Y | North | FC |  |  | 49.97
Sierra | YUBA CITY COGEN | 49.97 | 49.97 | 49.97 | 49.97 | 49.97 | 49.97 | 49.97 | 49.97 | 49.97 | 49.97 | 49.97 | 49.97 | Y | North | FC |  |  | 49.97
San Diego-IV | Goal Line Cogen | 49.9 | 49.9 | 49.9 | 49.9 | 49.9 | 49.9 | 49.9 | 49.9 | 49.9 | 49.9 | 49.9 | 49.9 | Y | South | FC |  |  | 49.9
LA Basin | CANYON POWER PLANT UNIT 4 | 49.8 | 49.8 | 49.8 | 49.8 | 49.8 | 49.8 | 49.8 | 49.8 | 49.8 | 49.8 | 49.8 | 49.8 | Y | South | FC |  |  | 49.8
San Diego-IV | Ocotillo Wind Energy Facility | 46.83 | 49.8 | 43.76 | 41.92 | 44.58 | 40.86 | 37.97 | 28.85 | 29.8 | 27.65 | 37.26 | 45.13 | N | South | FC |  |  | 49.8
Kern | LIVE OAK LIMITED | 49.7 | 49.7 | 49.7 | 49.7 | 49.7 | 49.7 | 49.7 | 49.7 | 49.7 | 49.7 | 49.7 | 49.7 | Y | North | FC |  |  | 49.7
LA Basin | Stanton 2 | 49.65 | 49.65 | 49.65 | 49.65 | 49.65 | 49.65 | 49.65 | 49.65 | 49.65 | 49.65 | 49.65 | 49.65 | Y | South | FC |  |  | 49.65
LA Basin | Stanton 1 | 49.65 | 49.65 | 49.65 | 49.65 | 49.65 | 49.65 | 49.65 | 49.65 | 49.65 | 49.65 | 49.65 | 49.65 | Y | South | FC |  |  | 49.65
Sierra | LODI STIG UNIT | 49.5 | 49.5 | 49.5 | 49.5 | 49.5 | 49.5 | 49.5 | 49.5 | 49.5 | 49.5 | 49.5 | 49.5 | Y | North | FC |  |  | 49.5
Fresno | GWF HENRIETTA PEAKER PLANT UNIT 2 | 49.42 | 49.42 | 49.42 | 49.42 | 49.42 | 49.42 | 49.42 | 49.42 | 49.42 | 49.42 | 49.42 | 49.42 | Y | North | FC |  |  | 49.42
Fresno | Electrolyte Unit 2 | DEC: 49.42 | Y | North | FC |  | Co-located with Electrolyte Unit 1 - HENRTA_6_ELCTG1 - Max to POI 99.4 MW. | 49.42
Kern | Bear Mountain Limited | 49.21 | 49.21 | 49.21 | 49.21 | 49.21 | 49.21 | 49.21 | 49.21 | 49.21 | 49.21 | 49.21 | 49.21 | Y | North | FC |  |  | 49.21
LA Basin | CANYON POWER PLANT UNIT 1 | 49.21 | 49.21 | 49.21 | 49.21 | 49.21 | 49.21 | 49.21 | 49.21 | 49.21 | 49.21 | 49.21 | 49.21 | Y | South | FC |  |  | 49.21
Sierra | GREENLEAF II COGEN | 49.2 | 49.2 | 49.2 | 49.2 | 49.2 | 49.2 | 49.2 | 49.2 | 49.2 | 49.2 | 49.2 | 49.2 | Y | North | FC |  |  | 49.2
San Diego-IV | LARKSPUR PEAKER UNIT 1 | 49 | 49 | 49 | 49 | 49 | 49 | 49 | 49 | 49 | 49 | 49 | 49 | Y | South | FC |  |  | 49
LA Basin | Barre Peaker | 49 | 49 | 49 | 49 | 49 | 49 | 49 | 49 | 49 | 49 | 49 | 49 | Y | South | FC |  |  | 49
LA Basin | Riverside Energy Res. Ctr Unit 4 | 49 | 49 | 49 | 49 | 49 | 49 | 49 | 49 | 49 | 49 | 49 | 49 | Y | South | FC |  |  | 49
Big Creek-Ventura | Wellhead Power Delano | 49 | 49 | 49 | 49 | 49 | 49 | 49 | 49 | 49 | 49 | 49 | 49 | Y | South | FC |  |  | 49
San Diego-IV | LARKSPUR PEAKER UNIT 2 | 49 | 49 | 49 | 49 | 49 | 49 | 49 | 49 | 49 | 49 | 49 | 49 | Y | South | FC |  |  | 49
Sierra | POE HYDRO UNIT 1 | 21 | 21 | 49 | 48.4 | 45.43 | 47.2 | 46 | 45.18 | 40.4 | 24.4 | 9.6 | 9.81 | Y | North | FC |  | Rio Oso constraint removed starting March 1, 2024 per new CAISO deliverability methodology. | 49
LA Basin | Riverside Energy Res. Ctr Unit 3 | 49 | 49 | 49 | 49 | 49 | 49 | 49 | 49 | 49 | 49 | 49 | 49 | Y | South | FC |  |  | 49
San Diego-IV | MMC Escondido Aggregate | 48.71 | 48.71 | 48.71 | 48.71 | 48.71 | 48.71 | 48.71 | 48.71 | 48.71 | 48.71 | 48.71 | 48.71 | Y | South | FC |  |  | 48.71
CAISO System | CHALK CLIFF LIMITED | 48.67 | 48.67 | 48.67 | 48.67 | 48.67 | 48.67 | 48.67 | 48.67 | 48.67 | 48.67 | 48.67 | 48.67 | Y | North | FC |  |  | 48.67
Big Creek-Ventura | McGrath Beach Peaker | 48.56 | 48.56 | 48.56 | 48.56 | 48.56 | 48.56 | 48.56 | 48.56 | 48.56 | 48.56 | 48.56 | 48.56 | Y | South | FC |  |  | 48.56
LA Basin | Riverside Energy Res. Ctr Unit 2 | 48.5 | 48.5 | 48.5 | 48.5 | 48.5 | 48.5 | 48.5 | 48.5 | 48.5 | 48.5 | 48.5 | 48.5 | Y | South | FC |  |  | 48.5
Fresno | Acid Unit 1 | DEC: 48.43 | Y | North | FC |  | Co-located with Acid Unit 2 - MALAGA_1_AUCTG2 - Max to POI 97.0 MW. | 48.43
LA Basin | Riverside Energy Res. Ctr Unit 1 | 48.35 | 48.35 | 48.35 | 48.35 | 48.35 | 48.35 | 48.35 | 48.35 | 48.35 | 48.35 | 48.35 | 48.35 | Y | South | FC |  |  | 48.35
Fresno | Acid Unit 2 | DEC: 48.18 | Y | North | FC |  | Co-located with Acid Unit 1 - MALAGA_1_AUCTG1 - Max to POI 97.0 MW. | 48.18
San Diego-IV | El Cajon Energy Center | 48.1 | 48.1 | 48.1 | 48.1 | 48.1 | 48.1 | 48.1 | 48.1 | 48.1 | 48.1 | 48.1 | 48.1 | Y | South | FC |  |  | 48.1
Sierra | DRUM PH 2 UNIT 5 | 39.2 | 44.24 | 43.6 | 38.8 | 41.74 | 39.2 | 48.1 | 47.74 | 27.28 | 0 | 36 | 44.06 | Y | North | FC |  |  | 48.1
Fresno | Algonquin Power Sanger 2 | 48.08 | 48.08 | 48.08 | 48.08 | 48.08 | 48.08 | 48.08 | 48.08 | 48.08 | 48.08 | 48.08 | 48.08 | Y | North | FC |  |  | 48.08
Kern | BADGER CREEK LIMITED | 48.08 | 48.08 | 48.08 | 48.08 | 48.08 | 48.08 | 48.08 | 48.08 | 48.08 | 48.08 | 48.08 | 48.08 | Y | North | FC |  |  | 48.08
San Diego-IV | CalPeak Power Enterprise Unit 1 | 48.04 | 48.04 | 48.04 | 48.04 | 48.04 | 48.04 | 48.04 | 48.04 | 48.04 | 48.04 | 48.04 | 48.04 | Y | South | FC |  |  | 48.04
LA Basin | CANYON POWER PLANT UNIT 2 | 48.04 | 48.04 | 48.04 | 48.04 | 48.04 | 48.04 | 48.04 | 48.04 | 48.04 | 48.04 | 48.04 | 48.04 | Y | South | FC |  |  | 48.04
Sierra | POE HYDRO UNIT 2 | 20.82 | 20.82 | 48 | 48 | 36 | 20 | 40 | 42.64 | 42.64 | 20.4 | 16.34 | 15.3 | Y | North | FC |  | Rio Oso constraint removed starting March 1, 2024 per new CAISO deliverability methodology. | 48
Fresno | CHOW 2 PEAKER PLANT | 48 | 48 | 48 | 48 | 48 | 48 | 48 | 48 | 48 | 48 | 48 | 48 | Y | North | FC |  |  | 48
LA Basin | CARSON COGENERATION | 48 | 48 | 48 | 48 | 48 | 48 | 48 | 48 | 48 | 48 | 48 | 48 | Y | South | FC |  |  | 48
Bay Area | Goose Haven Energy Center, Unit #1 | 47.75 | 47.75 | 47.75 | 47.75 | 47.75 | 47.75 | 47.75 | 47.75 | 47.75 | 47.75 | 47.75 | 47.75 | Y | North | FC |  |  | 47.75
CAISO System | MCKITTRICK LIMITED | 47.72 | 47.72 | 47.72 | 47.72 | 47.72 | 47.72 | 47.72 | 47.72 | 47.72 | 47.72 | 47.72 | 47.72 | Y | North | FC |  |  | 47.72
Big Creek-Ventura | OXGEN | 47.7 | 47.7 | 47.7 | 47.7 | 47.7 | 47.7 | 47.7 | 47.7 | 47.7 | 47.7 | 47.7 | 47.7 | Y | South | FC |  |  | 47.7
Bay Area | Creed Energy Center, Unit #1 | 47.6 | 47.6 | 47.6 | 47.6 | 47.6 | 47.6 | 47.6 | 47.6 | 47.6 | 47.6 | 47.6 | 47.6 | Y | North | FC |  |  | 47.6
Bay Area | Riverview Energy Center (GP Antioch) | 47.6 | 47.6 | 47.6 | 47.6 | 47.6 | 47.6 | 47.6 | 47.6 | 47.6 | 47.6 | 47.6 | 47.6 | Y | North | FC |  |  | 47.6
Bay Area | Lambie Energy Center, Unit #1 | 47.5 | 47.5 | 47.5 | 47.5 | 47.5 | 47.5 | 47.5 | 47.5 | 47.5 | 47.5 | 47.5 | 47.5 | Y | North | FC |  |  | 47.5
Sierra | Feather River Energy Center, Unit #1 | 47.38 | 47.38 | 47.38 | 47.38 | 47.38 | 47.38 | 47.38 | 47.38 | 47.38 | 47.38 | 47.38 | 47.38 | Y | North | FC |  |  | 47.38
LA Basin | Center Peaker | 47.3 | 47.3 | 47.3 | 47.3 | 47.3 | 47.3 | 47.3 | 47.3 | 47.3 | 47.3 | 47.3 | 47.3 | Y | South | FC |  |  | 47.3
LA Basin | Mira Loma Peaker | 47.18 | 47.18 | 47.18 | 47.18 | 47.18 | 47.18 | 47.18 | 47.18 | 47.18 | 47.18 | 47.18 | 47.18 | Y | South | FC |  |  | 47.18
Sierra | Yuba City Energy Center (Calpine) | 47.16 | 47.16 | 47.16 | 47.16 | 47.16 | 47.16 | 47.16 | 47.16 | 47.16 | 47.16 | 47.16 | 47.16 | Y | North | FC |  |  | 47.16
CAISO System | Dracker Solar Unit 4 BESS | 47 | 47 | 47 | 47 | 47 | 47 | 47 | 47 | 47 | 47 | 47 | 47 | Y | South | FC |  | Co-located with DRACKR_2_DS4SR4 | 47
NCNB | SONOMA POWER PLANT | 47 | 47 | 47 | 47 | 47 | 47 | 47 | 47 | 47 | 47 | 47 | 47 | Y | North | FC |  |  | 47
CAISO System | Arlington Solar Unit 1A BESS | 47 | 47 | 47 | 47 | 47 | 47 | 47 | 47 | 47 | 47 | 47 | 47 | Y | South | ID | 100% | C8 - Waiting for West of Colorado River cRAS.-Co-located with ARLNTN_2_ASUSR1, SUNCAT_2_A1BBT1 | 47
CAISO System | BLM EAST Facility | 47 | 47 | 47 | 47 | 47 | 47 | 47 | 47 | 47 | 47 | 47 | 47 | Y | South | PD | 47.00 | NQC reduction required due to transfer of deliverability to a new resource. (Adjustment already applied Jan-Dec.) | 47
CAISO System | Sanborn Solar 2 SBESS 4 | 47 | 47 | 47 | 47 | 47 | 47 | 47 | 47 | 47 | 47 | 47 | 47 | Y | South | ID | 100% | Waiting for Windhub CRAS, Tehachapi CRAS and possibly other. | 47
CAISO System | Wolfskill Energy Center | 46.9 | 46.9 | 46.9 | 46.9 | 46.9 | 46.9 | 46.9 | 46.9 | 46.9 | 46.9 | 46.9 | 46.9 | Y | North | FC |  |  | 46.9
LA Basin | CANYON POWER PLANT UNIT 3 | 46.49 | 46.49 | 46.49 | 46.49 | 46.49 | 46.49 | 46.49 | 46.49 | 46.49 | 46.49 | 46.49 | 46.49 | Y | South | FC |  |  | 46.49
Big Creek-Ventura | WARNE HYDRO AGGREGATE | 36.6 | 43.28 | 40.96 | 46.25 | 41.04 | 42.96 | 41.58 | 41.58 | 42.75 | 41.32 | 42.96 | 38.78 | Y | South | FC |  |  | 46.25
Bay Area | GILROY ENERGY CENTER, UNIT #3 | 46.2 | 46.2 | 46.2 | 46.2 | 46.2 | 46.2 | 46.2 | 46.2 | 46.2 | 46.2 | 46.2 | 46.2 | Y | North | FC |  |  | 46.2
CAISO System | Ripon Cogeneration Unit 1 | 46.05 | 46.05 | 46.05 | 46.05 | 46.05 | 46.05 | 46.05 | 46.05 | 46.05 | 46.05 | 46.05 | 46.05 | Y | North | FC |  |  | 46.05
CAISO System | PEARBL_2_NSPIN | 46 | 46 | 46 | 46 | 46 | 46 | 46 | 46 | 46 | 46 | 46 | 46 | Y | South | FC |  |  | 46
CAISO System | Daggett 2 c BESS | 46 | 46 | 46 | 46 | 46 | 46 | 46 | 46 | 46 | 46 | 46 | 46 | Y | South | ID | 100% | Waiting for Mojave RAS. Co-located with CMBLND_2_DS2SR3. | 46
LA Basin | Grapeland Peaker | 45.64 | 45.64 | 45.64 | 45.64 | 45.64 | 45.64 | 45.64 | 45.64 | 45.64 | 45.64 | 45.64 | 45.64 | Y | South | FC |  |  | 45.64
San Diego-IV | Cuyamaca Peak Energy Plant | 45.42 | 45.42 | 45.42 | 45.42 | 45.42 | 45.42 | 45.42 | 45.42 | 45.42 | 45.42 | 45.42 | 45.42 | Y | South | FC |  |  | 45.42
LA Basin | INDIGO PEAKER UNIT 3 | 45.3 | 45.3 | 45.3 | 45.3 | 45.3 | 45.3 | 45.3 | 45.3 | 45.3 | 45.3 | 45.3 | 45.3 | Y | South | FC |  |  | 45.3
LA Basin | INDIGO PEAKER UNIT 1 | 45.3 | 45.3 | 45.3 | 45.3 | 45.3 | 45.3 | 45.3 | 45.3 | 45.3 | 45.3 | 45.3 | 45.3 | Y | South | FC |  |  | 45.3
LA Basin | INDIGO PEAKER UNIT 2 | 45.3 | 45.3 | 45.3 | 45.3 | 45.3 | 45.3 | 45.3 | 45.3 | 45.3 | 45.3 | 45.3 | 45.3 | Y | South | FC |  |  | 45.3
Bay Area | Solano Wind Project Phase 3 | 41.97 | 45.03 | 40.16 | 42.42 | 43.89 | 32.38 | 28.79 | 27.04 | 27.77 | 23.27 | 29.4 | 37.57 | N | North | FC |  |  | 45.03
CAISO System | Lockhart Solar BESS 1 | AUG: 45; SEP: 45; OCT: 45; NOV: 45; DEC: 45 | Y | South | ID | 100% | 0043CONV-Q1617-Q1775 - Waiting for Mojave Desert RAS and Nort of Lugo C-RAS. | 45
San Diego-IV | Miramar Energy Facility | 45 | 45 | 45 | 45 | 45 | 45 | 45 | 45 | 45 | 45 | 45 | 45 | Y | South | FC |  |  | 45
CAISO System | Stockton Biomas | 44.87 | 45 | 44.81 | 45 | 44.73 | 45 | 45 | 45 | 45 | 44.87 | 45 | 44.94 | N | North | FC |  |  | 45
CAISO System | Rosamond West Solar Central BESS A3 | JUN: 45; JUL: 45; AUG: 45; SEP: 45; OCT: 45; NOV: 45; DEC: 45 | Y | South | FC |  |  | 45
Fresno | Slate | 21.36 | 29.58 | 31.34 | 38.94 | 42 | 44.85 | 44.35 | 40.29 | 38.51 | 27.35 | 20.11 | 12.54 | N | North | ID | 100% | C8 - Waiting for Bellota-Warnerville 230 kV reconductoring and possibly other - PV 50.50 MW, ESS 0.00 MW. | 44.85
LA Basin | GLEN ARM UNIT 3 | 44.83 | 44.83 | 44.83 | 44.83 | 44.83 | 44.83 | 44.83 | 44.83 | 44.83 | 44.83 | 44.83 | 44.83 | Y | South | FC |  |  | 44.83
CAISO System | Solar Star 1 | 1.24 | 9.3 | 10.85 | 13.64 | 19.84 | 40.61 | 44.64 | 38.44 | 34.41 | 22.94 | 17.67 | 10.85 | N | South | FC |  |  | 44.64
CAISO System | King City Energy Center, Unit 1 | 44.6 | 44.6 | 44.6 | 44.6 | 44.6 | 44.6 | 44.6 | 44.6 | 44.6 | 44.6 | 44.6 | 44.6 | Y | North | FC |  |  | 44.6
San Diego-IV | Miramar Energy Facility II | 44 | 44 | 44 | 44 | 44 | 44 | 44 | 44 | 44 | 44 | 44 | 44 | Y | South | FC |  |  | 44
CAISO System | PIT PH 5 UNITS 1 & 2 AGGREGATE | 36 | 31.2 | 32 | 31.2 | 32 | 32 | 34.4 | 32.8 | 28 | 18.4 | 44 | 40 | Y | North | FC |  |  | 44
CAISO System | RED BLUFF PEAKER PLANT | 44 | 44 | 44 | 44 | 44 | 44 | 44 | 44 | 44 | 44 | 44 | 44 | Y | North | FC |  |  | 44
Sierra | ROCK CREEK HYDRO UNIT 2 | 17.33 | 17.33 | 44 | 28.96 | 21.6 | 32 | 37.53 | 40 | 42.8 | 0 | 0 | 24 | Y | North | FC |  | Rio Oso constraint removed starting March 1, 2024 per new CAISO deliverability methodology. | 44
CAISO System | Desert Sunlight 300 | 1.2 | 9 | 10.5 | 13.2 | 19.2 | 39.3 | 43.2 | 37.2 | 33.3 | 22.2 | 17.1 | 10.5 | N | South | FC |  |  | 43.2
LA Basin | AGUA MANSA UNIT 1 (CITY OF COLTON) | 43 | 43 | 43 | 43 | 43 | 43 | 43 | 43 | 43 | 43 | 43 | 43 | Y | South | FC |  |  | 43
CAISO System | PIT PH 5 UNITS 3 & 4 AGGREGATE | 32 | 36.8 | 28.8 | 32 | 32 | 32.8 | 36.8 | 39.2 | 34.4 | 43 | 28.8 | 32 | Y | North | FC |  |  | 43
Fresno | KINGS RIVER HYDRO UNIT 1 | 38.98 | 32 | 11.2 | 32 | 11.2 | 40.96 | 39.03 | 40.8 | 42.96 | 40.96 | 40.96 | 40.96 | Y | North | FC |  |  | 42.96
CAISO System | Desert Stateline | 1.18 | 8.89 | 10.37 | 13.03 | 18.96 | 38.8 | 42.65 | 36.73 | 32.88 | 21.92 | 16.88 | 10.37 | N | South | FC |  |  | 42.65
LA Basin | GLEN ARM UNIT 4 | 42.42 | 42.42 | 42.42 | 42.42 | 42.42 | 42.42 | 42.42 | 42.42 | 42.42 | 42.42 | 42.42 | 42.42 | Y | South | FC |  |  | 42.42
Kern | MT.POSO COGENERATION CO. | 29.05 | 28.4 | 17.44 | 28.88 | 31.82 | 39.72 | 41.67 | 40.55 | 39.56 | 39.3 | 38.79 | 27.09 | N | North | FC |  |  | 41.67
Fresno | SLATE_3 | 33.91 | 35.17 | 35.45 | 36.03 | 37.15 | 40.74 | 41.37 | 40.2 | 39.34 | 37.29 | 36.23 | 34.95 | Y | North | ID | 100% | Hybrid - C8 Waiting for Bellota-Warnerville 230 kV reconductoring and possibly other - PV 67.50 MW and ESS 33.75 MW | 41.37
Sierra | ROCK CREEK HYDRO UNIT 1 | 13.9 | 13.9 | 35.46 | 40.72 | 10.72 | 20 | 29.2 | 32 | 26.57 | 0 | 5.6 | 13.43 | Y | North | FC |  | Rio Oso constraint removed starting March 1, 2024 per new CAISO deliverability methodology. | 40.72
CAISO System | TIGER CREEK HYDRO AGGREGATE | 26 | 16.8 | 14.17 | 0 | 16.66 | 36.8 | 33.91 | 40.4 | 36.08 | 30.37 | 30.43 | 28.38 | Y | North | FC |  |  | 40.4
CAISO System | Sagebrush Solar 2 ESS 40 | OCT: 40; NOV: 40; DEC: 40 | Y | South | ID | 100% | Q1325 - Waiting for Mesa-Laguna Bell 230 kV line upgrade project - Max PCDS to 180 MW | 40
CAISO System | Resurgence 2 BESS | 40 | 40 | 40 | 40 | 40 | 40 | 40 | 40 | 40 | 40 | 40 | 40 | Y | South | FC |  | Co-located with KRAMER_1_R1PX3. | 40
San Diego-IV | LeConte Energy Storage | 40 | 40 | 40 | 40 | 40 | 40 | 40 | 40 | 40 | 40 | 40 | 40 | Y | South | PD | 40.40 |  | 40
Big Creek-Ventura | Goleta Energy Storage |  | 40 | 40 | 40 | 40 | 40 | 40 | 40 | 40 | 40 | 40 | 40 | Y | South | FC |  |  | 40
LA Basin | CENTURY GENERATING PLANT (AGGREGATE) | 40 | 40 | 40 | 40 | 40 | 40 | 40 | 40 | 40 | 40 | 40 | 40 | Y | South | FC |  |  | 40
LA Basin | Santa Ana Storage 3 | 40 | 40 | 40 | 40 | 40 | 40 | 40 | 40 | 40 | 40 | 40 | 40 | Y | South | FC |  |  | 40
CAISO System | Proxima Solar BESS 1A |  |  |  |  | 40 | 40 | 40 | 40 | 40 | 40 | 40 | 40 | Y | North | FC |  |  | 40
San Diego-IV | Fallbrook Energy Storage | 40 | 40 | 40 | 40 | 40 | 40 | 40 | 40 | 40 | 40 | 40 | 40 | Y | South | FC |  |  | 40
LA Basin | Drews Generating Plant | 40 | 40 | 40 | 40 | 40 | 40 | 40 | 40 | 40 | 40 | 40 | 40 | Y | South | FC |  |  | 40
NCNB | NCPA GEO PLANT 1 UNIT 2 | 39.94 | 39.94 | 39.94 | 39.94 | 39.94 | 39.94 | 39.94 | 39.94 | 39.94 | 39.94 | 39.94 | 39.94 | Y | North | FC |  |  | 39.94
CAISO System | Solar Star 2 | 1.1 | 8.28 | 9.66 | 12.14 | 17.66 | 36.16 | 39.74 | 34.22 | 30.64 | 20.42 | 15.73 | 9.66 | N | South | FC |  |  | 39.74
CAISO System | Mojave Solar | 1.1 | 8.25 | 9.63 | 12.1 | 17.6 | 36.03 | 39.6 | 34.1 | 30.53 | 20.35 | 15.68 | 9.63 | N | South | FC |  |  | 39.6
CAISO System | BUTT VALLEY HYDRO | 38.8 | 31.6 | 31.6 | 31.2 | 32.4 | 32.4 | 39.2 | 39.2 | 39.5 | 32.4 | 32.4 | 38.8 | Y | North | FC |  |  | 39.5
CAISO System | Sanborn Solar 2 | 0.53 | 3.96 | 25.7 | 26.87 | 29.36 | 37.61 | 39.17 | 36.65 | 34.94 | 30.34 | 28.15 | 25.38 | Y | South | ID | 91.02% | Waiting for Tehachapi CRAS. Partial deliverability available for 21.5 MW battery and 132 MW solar. | 39.17
NCNB | NCPA GEO PLANT 1 UNIT 1 | 38.85 | 38.85 | 38.85 | 38.85 | 38.85 | 38.85 | 38.85 | 38.85 | 38.85 | 38.85 | 38.85 | 38.85 | Y | North | FC |  |  | 38.85
CAISO System | PIT PH 6 UNIT 2 | 36.97 | 37.74 | 38.4 | 38.03 | 31.1 | 37.58 | 37.45 | 37.7 | 37.44 | 30.42 | 37.13 | 38.18 | Y | North | FC |  |  | 38.4
CAISO System | PIT PH 6 UNIT 1 | 30.85 | 30.62 | 31.14 | 37.78 | 38 | 37.16 | 37.52 | 37.62 | 30.62 | 30.71 | 37.06 | 38.12 | Y | North | FC |  |  | 38.12
Big Creek-Ventura | Placerita Canyon Cogen | 37.7 | 37.7 | 37.7 | 37.7 | 37.7 | 37.7 | 37.7 | 37.7 | 37.7 | 37.7 | 37.7 | 37.7 | Y | South | FC |  |  | 37.7
Sierra | FORBESTOWN HYDRO | 37.5 | 37.5 | 37.5 | 37.5 | 37.5 | 37.5 | 37.5 | 37.5 | 37.5 | 37.5 | 37.5 | 37.5 | Y | North | FC |  |  | 37.5
San Diego-IV | Chula Vista Energy Center, LLC | 37.2 | 37.2 | 37.2 | 37.2 | 37.2 | 37.2 | 37.2 | 37.2 | 37.2 | 37.2 | 37.2 | 37.2 | Y | South | PD | 37.20 | 2.8 MW expansion is EO | 37.2
CAISO System | Wheelabrator Shasta | 34.04 | 34.05 | 34.05 | 32.98 | 34.04 | 34.04 | 34.2 | 37.12 | 36.18 | 33.92 | 32.97 | 34.06 | N | North | FC |  |  | 37.12
Bay Area | Shiloh III Wind Project, LLC | 33.66 | 36.11 | 32.21 | 34.03 | 35.2 | 25.97 | 23.09 | 21.69 | 22.27 | 18.66 | 23.58 | 30.14 | N | North | FC |  |  | 36.11
CAISO System | Aquamarine Westside | 1 | 7.5 | 8.75 | 11 | 16 | 32.75 | 36 | 31 | 27.75 | 18.5 | 14.25 | 8.75 | N | North | ID | 100% | C8 - Waiting for QC8RAS-08 RAS and possibly other | 36
Bay Area | SOLANO WIND FARM | 33.55 | 36 | 32.11 | 33.92 | 35.09 | 25.89 | 23.02 | 21.62 | 22.2 | 18.6 | 23.5 | 30.04 | N | North | FC |  |  | 36
LA Basin | SPRINGS GENERATION PROJECT AGGREGATE | 36 | 36 | 36 | 36 | 36 | 36 | 36 | 36 | 36 | 36 | 36 | 36 | Y | South | FC |  |  | 36
San Diego-IV | SILVER RIDGE MOUNT SIGNAL 3 | 1 | 7.5 | 8.75 | 11 | 16 | 32.75 | 36 | 31 | 27.75 | 18.5 | 14.25 | 8.75 | N | South | FC |  |  | 36
CAISO System | Athos Power Plant | 1 | 7.5 | 8.75 | 11 | 16 | 32.75 | 36 | 31 | 27.75 | 18.5 | 14.25 | 8.75 | N | South | FC |  |  | 36
CAISO System | Silver State South | 1 | 7.5 | 8.75 | 11 | 16 | 32.75 | 36 | 31 | 27.75 | 18.5 | 14.25 | 8.75 | N | South | FC |  |  | 36
CAISO System | Hatchet Ridge Wind Farm | 33.49 | 35.94 | 32.05 | 33.86 | 35.03 | 25.84 | 22.98 | 21.58 | 22.16 | 18.57 | 23.46 | 29.99 | N | North | FC |  |  | 35.94
CAISO System | Berry Cogen 38 - Unit 1 | 35.76 | 31.33 | 35.27 | 30.82 | 34.6 | 33.48 | 33.01 | 32.07 | 31.52 | 28.94 | 34.85 | 34.73 | N | North | FC |  |  | 35.76
CAISO System | Manzana Wind | 33.4 | 35.52 | 31.21 | 29.9 | 31.8 | 29.14 | 27.08 | 20.57 | 21.25 | 19.72 | 26.57 | 32.19 | N | South | FC |  |  | 35.52
CAISO System | CARIBOU PH 1 UNIT 2 & 3 AGGREGATE | 19.2 | 1.6 | 0 | 0 | 0 | 0 | 28.8 | 35.36 | 20.8 | 12 | 0 | 7.2 | Y | North | FC |  |  | 35.36
Bay Area | Shiloh IV Wind Project | 32.84 | 35.23 | 31.42 | 33.2 | 34.34 | 25.33 | 22.53 | 21.16 | 21.73 | 18.21 | 23 | 29.4 | N | North | FC |  |  | 35.23
CAISO System | Desert Harvest BESS | 35 | 35 | 35 | 35 | 35 | 35 | 35 | 35 | 35 | 35 | 35 | 35 | Y | South | PD | 35.00 | Co-located with DSRTHV_2_DH2SR2 | 35
Big Creek-Ventura | Big Sky Solar 4 | 16.29 | 22.17 | 26.04 | 32.99 | 34.97 | 34.31 | 34.61 | 31.53 | 28.76 | 24.78 | 16.97 | 12.6 | N | South | FC |  | Co-located | 34.97
CAISO System | AV SOLAR RANCH 1 | 0.97 | 7.25 | 8.45 | 10.63 | 15.46 | 31.64 | 34.78 | 29.95 | 26.81 | 17.87 | 13.77 | 8.45 | N | South | FC |  |  | 34.78
Fresno | Kingsburg Cogen | 34.5 | 34.5 | 34.5 | 34.5 | 34.5 | 34.5 | 34.5 | 34.5 | 34.5 | 34.5 | 34.5 | 34.5 | Y | North | FC |  |  | 34.5
LA Basin | Southeast Resource Recovery | 34 | 34 | 34 | 34 | 34 | 34 | 34 | 34 | 34 | 34 | 34 | 34 | Y | South | FC |  |  | 34
LA Basin | ETIWND_2_UNIT1 | 33.6 | 33.6 | 33.6 | 33.6 | 33.6 | 33.6 | 33.6 | 33.6 | 33.6 | 33.6 | 33.6 | 33.6 | Y | South | FC |  |  | 33.6
CAISO System | Strauss Wind, LLC | 28.9 | 33.56 | 29.93 | 31.62 | 32.71 | 24.13 | 21.46 | 20.16 | 20.69 | 17.34 | 21.91 | 28 | N | North | FC |  |  | 33.56
Bay Area | SHELL OIL REFINERY AGGREGATE | 0 | 0 | 0 | 0 | 0 | 0 | 0 | 0 | 0 | 33.33 | 0 | 0 | N | North | FC |  |  | 33.33
CAISO System | Daggett 2 b BESS | 33 | 33 | 33 | 33 | 33 | 33 | 33 | 33 | 33 | 33 | 33 | 33 | Y | South | ID | 100% | Waiting for Mojave RAS. Co-located with CMBLND_2_DS2SR2. | 33
CAISO System | Proxima Solar BESS 1B | JUN: 32; JUL: 32; AUG: 32; SEP: 32; OCT: 32; NOV: 32; DEC: 32 | Y | North | FC |  | Co-located with PROXSR_2_PS1SR2. | 32
CAISO System | Alta Wind 5 | 29.69 | 31.57 | 27.74 | 26.58 | 28.26 | 25.91 | 24.07 | 18.29 | 18.89 | 17.53 | 23.62 | 28.61 | N | South | FC |  |  | 31.57
Fresno | BALCH 1 PH UNIT 1 | 24.8 | 24.8 | 24.8 | 24.8 | 24.8 | 24.8 | 31 | 31 | 31 | 28.2 | 24.8 | 24.8 | Y | North | FC |  |  | 31
CAISO System | Casa Diablo 4 | 31 | 31 | 31 | 31 | 31 | 31 | 31 | 31 | 31 | 31 | 31 | 31 | Y | South | FC |  |  | 31
CAISO System | Pinyon Pines 1 | 29.03 | 30.88 | 27.13 | 25.99 | 27.64 | 25.34 | 23.54 | 17.89 | 18.48 | 17.14 | 23.1 | 27.98 | N | South | FC |  |  | 30.88
CAISO System | Tropico Solar | 22.21 | 23.7 | 24.02 | 24.63 | 25.88 | 29.96 | 30.71 | 29.43 | 28.53 | 26.23 | 25.1 | 23.69 | Y | South | ID | 100% | Waiting for Tehachapi cRAS and Whirlwind cRAS - Hybrid 70 MW max to grid - 22 MW BESS and 70 MW PV - part of an original project with 92perc. IDS | 30.71
CAISO System | California Valley Solar Ranch-Phase A | 0.84 | 6.3 | 7.35 | 9.24 | 13.44 | 27.51 | 30.24 | 26.04 | 23.31 | 15.54 | 11.97 | 7.35 | N | North | FC |  |  | 30.24
CAISO System | North Sky River Wind Project | 28.27 | 30.07 | 26.42 | 25.31 | 26.92 | 24.67 | 22.92 | 17.42 | 17.99 | 16.69 | 22.5 | 27.25 | N | South | FC |  |  | 30.07
CAISO System | Rosamond West Solar Central BESS A2 | JUN: 30; JUL: 30; AUG: 30; SEP: 30; OCT: 30; NOV: 30; DEC: 30 | Y | South | FC |  |  | 30
CAISO System | Rosamond West Solar Central BESS A1 | JUN: 30; JUL: 30; AUG: 30; SEP: 30; OCT: 30; NOV: 30; DEC: 30 | Y | South | FC |  |  | 30
San Diego-IV | Top Gun Energy Storage | 30 | 30 | 30 | 30 | 30 | 30 | 30 | 30 | 30 | 30 | 30 | 30 | Y | South | FC |  |  | 30
CAISO System | Honey Lake Power | 30 | 30 | 30 | 30 | 30 | 30 | 30 | 30 | 30 | 30 | 30 | 30 | Y | North | FC |  |  | 30
CAISO System | Rosamond West Solar Central BESS B | JUN: 30; JUL: 30; AUG: 30; SEP: 30; OCT: 30; NOV: 30; DEC: 30 | Y | South | FC |  |  | 30
Fresno | Scarlet Solar CA 1B | JUN: 30; JUL: 30; AUG: 30; SEP: 30; OCT: 30; NOV: 30; DEC: 30 | Y | North | ID | 100% | Q1135 - C8 - Waiting for Bellota-Warnerville 230 kV reconductoring, Reconductor Panoche-Padre Flat 230 kV, QC8RAS-08 RAS and possibly other. - Max to grid 400 MW | 30
CAISO System | Burney Forest Power | 28.71 | 29 | 28.68 | 29 | 29 | 28.85 | 29 | 29 | 29 | 28.56 | 28.88 | 29 | N | North | FC |  |  | 29
CAISO System | Wright Solar Freeman | 0.8 | 6 | 7 | 8.8 | 12.8 | 26.2 | 28.8 | 24.8 | 22.2 | 14.8 | 11.4 | 7 | N | North | FC |  |  | 28.8
San Diego-IV | Silver Ridge Mount Signal | 0.8 | 6 | 7 | 8.8 | 12.8 | 26.2 | 28.8 | 24.8 | 22.2 | 14.8 | 11.4 | 7 | N | South | FC |  |  | 28.8
CAISO System | Athos Power Plant 2 | 0.8 | 6 | 7 | 8.8 | 12.8 | 26.2 | 28.8 | 24.8 | 22.2 | 14.8 | 11.4 | 7 | N | South | FC |  |  | 28.8
CAISO System | McFarland Solar A PV |  |  |  |  | 12.8 | 26.2 | 28.8 | 24.8 | 22.2 | 14.8 | 11.4 | 7 | N | South | FC |  | No charging restrictions. Using deliverability from McFarland C BESS until about June 2025. | 28.8
Bay Area | Agnews Power Plant | 28.56 | 28.56 | 28.56 | 28.56 | 28.56 | 28.56 | 28.56 | 28.56 | 28.56 | 28.56 | 28.56 | 28.56 | Y | North | FC |  |  | 28.56
Big Creek-Ventura | Procter and Gamble Oxnard 2 | 28.35 | 22.46 | 28.38 | 28.33 | 28.21 | 28.06 | 27.46 | 19.41 | 19.22 | 19.2 | 19.24 | 19.44 | N | South | FC |  |  | 28.38
San Diego-IV | ESJ Wind Energy | 26.68 | 28.38 | 24.93 | 23.89 | 25.4 | 23.28 | 21.63 | 16.44 | 16.98 | 15.75 | 21.23 | 25.72 | N | South | FC |  |  | 28.38
CAISO System | Genesis Station | 0.3 | 4.48 | 6.12 | 8.53 | 12.8 | 26.02 | 28.21 | 23.89 | 20.48 | 12.88 | 8.4 | 2.46 | N | South | FC |  | Co-located with BLKCRK_2_SOLAR1, BLKCRK_2_GMCBT1 | 28.21
CAISO System | Alta Wind 3 | 26.51 | 28.19 | 24.77 | 23.73 | 25.23 | 23.13 | 21.49 | 16.33 | 16.87 | 15.65 | 21.09 | 25.55 | N | South | FC |  |  | 28.19
CAISO System | Alta Wind 8 | 26.51 | 28.19 | 24.77 | 23.73 | 25.23 | 23.13 | 21.49 | 16.33 | 16.87 | 15.65 | 21.09 | 25.55 | N | South | FC |  |  | 28.19
CAISO System | Mustang Hills | 26.51 | 28.19 | 24.77 | 23.73 | 25.23 | 23.13 | 21.49 | 16.33 | 16.87 | 15.65 | 21.09 | 25.55 | N | South | FC |  |  | 28.19
CAISO System | Alta Wind 2 | 26.51 | 28.19 | 24.77 | 23.73 | 25.23 | 23.13 | 21.49 | 16.33 | 16.87 | 15.65 | 21.09 | 25.55 | N | South | FC |  |  | 28.19
CAISO System | Alta Wind 1 | 26.51 | 28.19 | 24.77 | 23.73 | 25.23 | 23.13 | 21.49 | 16.33 | 16.87 | 15.65 | 21.09 | 25.55 | N | South | FC |  |  | 28.19
Sierra | Chicago Park Powerhouse | 25.04 | 24.54 | 20.24 | 20 | 20.8 | 24 | 28.06 | 28.04 | 8.8 | 8 | 19.2 | 26.03 | Y | North | FC |  |  | 28.06
LA Basin | Clearwater Power Plant | 28 | 28 | 28 | 28 | 28 | 28 | 28 | 28 | 28 | 28 | 28 | 28 | Y | South | FC |  |  | 28
Big Creek-Ventura | Antelope Solar 2 Estrella BESS |  | 28 | 28 | 28 | 28 | 28 | 28 | 28 | 28 | 28 | 28 | 28 | Y | South | ID | 100% | Waiting for Tehachapi CRAS. Co-located with POLRIS_2_ASESR1. | 28
Big Creek-Ventura | New Indy Oxnard | 27.8 | 27.8 | 27.8 | 27.8 | 27.8 | 27.8 | 27.8 | 27.8 | 27.8 | 27.8 | 27.8 | 27.8 | Y | South | FC |  |  | 27.8
Bay Area | Vasco Wind | 25.68 | 27.55 | 24.57 | 25.96 | 26.86 | 19.81 | 17.62 | 16.55 | 16.99 | 14.24 | 17.99 | 22.99 | N | North | FC |  |  | 27.55
Bay Area | NextEra Energy Montezuma Wind II | 25.68 | 27.55 | 24.57 | 25.96 | 26.86 | 19.81 | 17.62 | 16.55 | 16.99 | 14.24 | 17.99 | 22.99 | N | North | FC |  |  | 27.55
Big Creek-Ventura | Channel Islands Power | 27.5 | 27.5 | 27.5 | 27.5 | 27.5 | 27.5 | 27.5 | 27.5 | 27.5 | 27.5 | 27.5 | 27.5 | Y | South | FC |  |  | 27.5
CAISO System | EdSan 1 Edwards 1 | 22.09 | 22.8 | 22.97 | 23.31 | 23.96 | 26.03 | 26.39 | 25.71 | 25.2 | 24.01 | 23.39 | 22.64 | Y | South | ID | 100% | Waiting for Tehachapi cRAS. | 26.39
LA Basin | CHEVRON U.S.A. UNITS 1 & 2 AGGREGATE | 3.84 | 4.11 | 8.28 | 26.35 | 6.88 | 5.52 | 13.32 | 7.93 | 13.95 | 7.64 | 6.21 | 1.26 | N | South | FC |  |  | 26.35
CAISO System | Pacific Wind - Phase 1 | 24.74 | 26.31 | 23.12 | 22.15 | 23.55 | 21.59 | 20.06 | 15.24 | 15.74 | 14.61 | 19.68 | 23.84 | N | South | FC |  |  | 26.31
LA Basin | Brea Power II | 25.9 | 26.23 | 26.22 | 24.03 | 26.31 | 25.12 | 25.3 | 24.99 | 25.06 | 25.49 | 25.94 | 25.99 | N | South | FC |  |  | 26.31
Big Creek-Ventura | KERN RIVER PH 3 UNITS 1 & 2 AGGREGATE | 9.05 | 10.04 | 8.61 | 20.79 | 26.24 | 14.06 | 2.25 | 0.3 | 0.26 | 0.28 | 3.88 | 7.04 | N | South | FC |  |  | 26.24
LA Basin | Chino Co-Generation | 26 | 26 | 26 | 26 | 26 | 26 | 26 | 26 | 26 | 26 | 26 | 26 | Y | South | FC |  |  | 26
CAISO System | Alta Wind 10 | 23.83 | 25.34 | 22.27 | 21.33 | 22.68 | 20.79 | 19.32 | 14.68 | 15.16 | 14.07 | 18.96 | 22.96 | N | South | FC |  |  | 25.34
CAISO System | Tropico Solar Big Beau | 18.17 | 19.41 | 19.68 | 20.18 | 21.22 | 24.61 | 25.23 | 24.17 | 23.42 | 21.52 | 20.58 | 19.41 | Y | South | ID | 100% | Waiting for Tehachapi cRAS and Whirlwind cRAS - Hybrid 58 MW max to grid - 18 MW BESS and 58 MW PV - part of an original project with 92perc. IDS | 25.23
CAISO System | Blythe Mesa Solar | 0.53 | 4.69 | 5.63 | 7.54 | 11.26 | 23.15 | 25.23 | 21.36 | 18.5 | 11.71 | 8.2 | 3.97 | N | South | FC |  | Co-located with CENTPD_2_BMSX2 | 25.23
CAISO System | Cascade Energy Storage |  |  |  | 25 | 25 | 25 | 25 | 25 | 25 | 25 | 25 | 25 | Y | North | FC |  |  | 25
NCNB | West Ford Flat Energy Storage | AUG: 25; SEP: 25; OCT: 25; NOV: 25; DEC: 25 | Y | North | FC |  |  | 25
CAISO System | Wadham Energy LP | 25 | 24.83 | 24.03 | 22.2 | 16.53 | 24.4 | 23.93 | 23.44 | 24.37 | 23.6 | 13.83 | 24.61 | N | North | FC |  |  | 25
CAISO System | Pinyon Pines 2 | 23.32 | 24.81 | 21.8 | 20.88 | 22.21 | 20.35 | 18.91 | 14.37 | 14.84 | 13.77 | 18.56 | 22.48 | N | South | FC |  |  | 24.81
San Diego-IV | Tule Wind | 23.06 | 24.53 | 21.55 | 20.65 | 21.95 | 20.12 | 18.7 | 14.21 | 14.68 | 13.61 | 18.35 | 22.22 | N | South | FC |  | Phase I (131.1 MW) is FC, Phase II (69 MW) will be EO | 24.53
Fresno | Tranquillity | 0.45 | 4.38 | 5.05 | 6.75 | 10.11 | 21.9 | 24.39 | 20.42 | 17.51 | 9.86 | 7.04 | 2.91 | N | North | FC |  | Co-located with TRNQLT_2_RETBT1 | 24.39
CAISO System | Voyager 1 | 22.78 | 24.23 | 21.29 | 20.39 | 21.69 | 19.88 | 18.47 | 14.03 | 14.5 | 13.45 | 18.12 | 21.95 | N | South | FC |  |  | 24.23
CAISO System | SALT SPRINGS HYDRO AGGREGATE | 1.6 | 4.72 | 12.8 | 0.4 | 17.46 | 16.93 | 18.56 | 24.1 | 6.32 | 4.24 | 2.8 | 20.7 | Y | North | FC |  |  | 24.1
CAISO System | KERN RIVER HYDRO UNITS 1-4 AGGREGATE | 10 | 11.97 | 16.94 | 24.01 | 24 | 23.81 | 21.4 | 15.54 | 8.03 | 8.06 | 8.72 | 9.66 | N | South | FC |  |  | 24.01
Bay Area | GIANERA PEAKER UNIT 2 | 24 | 24 | 24 | 24 | 24 | 24 | 24 | 24 | 24 | 24 | 24 | 24 | Y | North | FC |  |  | 24
Bay Area | GIANERA PEAKER UNIT 1 | 24 | 24 | 24 | 24 | 24 | 24 | 24 | 24 | 24 | 24 | 24 | 24 | Y | North | FC |  |  | 24
CAISO System | Pardee Power House | 15.76 | 14.96 | 15.76 | 23.6 | 24 | 24 | 20 | 20 | 20 | 14.96 | 14.16 | 15.76 | Y | North | FC |  |  | 24
LA Basin | ETIWANDA RECOVERY HYDRO | 1.21 | 2.98 | 0 | 0 | 0 | 0 | 24 | 24 | 24 | 24 | 24 | 24 | N | South | FC |  |  | 24
Fresno | Rio Bravo Fresno | 22.81 | 23.17 | 23.93 | 18.63 | 23.2 | 22.81 | 22.94 | 16.1 | 14.8 | 14.6 | 18.88 | 21.77 | N | North | FC |  |  | 23.93
Stockton | LODI GAS TURBINE | 23.8 | 23.8 | 23.8 | 23.8 | 23.8 | 23.8 | 23.8 | 23.8 | 23.8 | 23.8 | 23.8 | 23.8 | Y | North | FC |  |  | 23.8
CAISO System | Mesquite Solar 1 | 0.66 | 4.95 | 5.78 | 7.26 | 10.56 | 21.62 | 23.76 | 20.46 | 18.32 | 12.21 | 9.41 | 5.78 | N | South | FC |  |  | 23.76
CAISO System | Voyager Wind 2 | 22.33 | 23.75 | 20.86 | 19.99 | 21.26 | 19.48 | 18.1 | 13.75 | 14.21 | 13.18 | 17.76 | 21.52 | N | South | FC |  |  | 23.75
Bay Area | ALAMEDA GT UNIT 2 | 23.5 | 23.5 | 23.5 | 23.5 | 23.5 | 23.5 | 23.5 | 23.5 | 23.5 | 23.5 | 23.5 | 23.5 | Y | North | FC |  |  | 23.5
Bay Area | ALAMEDA GT UNIT 1 | 23.4 | 23.4 | 23.4 | 23.4 | 23.4 | 23.4 | 23.4 | 23.4 | 23.4 | 23.4 | 23.4 | 23.4 | Y | North | FC |  |  | 23.4
Sierra | Rio Bravo Rocklin | 15.73 | 20.84 | 23.09 | 21.71 | 21.8 | 23.36 | 21.68 | 23.38 | 19.51 | 22.69 | 23.36 | 22.6 | N | North | FC |  |  | 23.38
CAISO System | Salinas River Cogeneration | 23.11 | 22 | 23.11 | 21.52 | 17.17 | 19.17 | 17.55 | 19.23 | 19.61 | 19.48 | 21.65 | 23.33 | N | North | FC |  |  | 23.33
Stockton | Tullock Hydro | 3.87 | 7.97 | 12.42 | 16.58 | 20.51 | 23.23 | 20.55 | 18.15 | 12.68 | 8.82 | 1.58 | 2.47 | N | North | FC |  |  | 23.23
CAISO System | Rosamond West Solar Palo Alto | 10.61 | 14.53 | 16.9 | 21.67 | 23.08 | 22.52 | 22.23 | 20.53 | 18.62 | 16.04 | 10.94 | 8.13 | N | South | FC |  |  | 23.08
LA Basin | Puente Hills | 22.26 | 22.75 | 22.47 | 21.68 | 21.05 | 21.96 | 22 | 21.88 | 21.69 | 21.18 | 20.96 | 20.91 | N | South | FC |  |  | 22.75
Fresno | Fresno Peaker | 22.69 | 22.69 | 22.69 | 22.69 | 22.69 | 22.69 | 22.69 | 22.69 | 22.69 | 22.69 | 22.69 | 22.69 | Y | North | FC |  |  | 22.69
CAISO System | Windstar | 21.2 | 22.55 | 19.82 | 18.98 | 20.19 | 18.5 | 17.19 | 13.06 | 13.49 | 12.52 | 16.87 | 20.44 | N | South | FC |  |  | 22.55
LA Basin | GLEN ARM UNIT 2 | 22.38 | 22.38 | 22.38 | 22.38 | 22.38 | 22.38 | 22.38 | 22.38 | 22.38 | 22.38 | 22.38 | 22.38 | Y | South | FC |  |  | 22.38
CAISO System | CMS2 | 0.62 | 4.65 | 5.43 | 6.82 | 9.92 | 20.31 | 22.32 | 19.22 | 17.21 | 11.47 | 8.84 | 5.43 | N | South | FC |  |  | 22.32
LA Basin | GLEN ARM UNIT 1 | 22.13 | 22.13 | 22.13 | 22.13 | 22.13 | 22.13 | 22.13 | 22.13 | 22.13 | 22.13 | 22.13 | 22.13 | Y | South | FC |  |  | 22.13
CAISO System | Sanborn Solar 2 Edwards Sanborn S4 | 18.09 | 18.75 | 18.91 | 19.21 | 19.81 | 21.73 | 22.06 | 21.44 | 20.98 | 19.89 | 19.32 | 18.64 | Y | South | ID | 100% | Hybrid 36 MW max to grid - 36 MW solar and 4.5 MW or 18 MWh BESS. CPUC monthly approved QCs are 4.63, 5.5, 5.67, 5.99, 6.68, 8.97, 9.4, 8.71, 8.24, 6.97, 6.37, 5.6. Waiting for Windhub CRAS, Tehachapi CRAS and possibly other. | 22.06
CAISO System | Westlands Solar Blue | 0.27 | 3.44 | 4.34 | 6.39 | 9.87 | 20.4 | 22 | 18.21 | 15.05 | 8.79 | 5.12 | 1 | N | North | ID | 100% | C8 - Waiting for QC8RAS-08 RAS and possibly other. Co-located with SOLBLU_2_WSBBX2. Max 25 MWs. | 22
NCNB | GEYSERS AIDLIN AGGREGATE | 22 | 22 | 22 | 22 | 22 | 22 | 22 | 22 | 22 | 22 | 22 | 22 | Y | North | FC |  |  | 22
CAISO System | Mesquite Solar 3, LLC | 0.61 | 4.56 | 5.32 | 6.69 | 9.73 | 19.91 | 21.89 | 18.85 | 16.87 | 11.25 | 8.66 | 5.32 | N | South | FC |  |  | 21.89
CAISO System | EdSan 2 Sanborn 3 | 18.07 | 18.66 | 18.8 | 19.08 | 19.62 | 21.34 | 21.63 | 21.07 | 20.65 | 19.67 | 19.15 | 18.53 | Y | South | ID | 100% | Waiting for Tehachapi cRAS. | 21.63
San Diego-IV | Silver Ridge Mount Signal 2 | 0.6 | 4.5 | 5.25 | 6.6 | 9.6 | 19.65 | 21.6 | 18.6 | 16.65 | 11.1 | 8.55 | 5.25 | N | South | FC |  |  | 21.6
San Diego-IV | Imperial Valley West ( Q # 608) | 0.6 | 4.5 | 5.25 | 6.6 | 9.6 | 19.65 | 21.6 | 18.6 | 16.65 | 11.1 | 8.55 | 5.25 | N | South | FC |  |  | 21.6
CAISO System | California Flats Solar South | 0.6 | 4.5 | 5.25 | 6.6 | 9.6 | 19.65 | 21.6 | 18.6 | 16.65 | 11.1 | 8.55 | 5.25 | N | North | FC |  |  | 21.6
CAISO System | Sun Streams Solar 2 | 0.6 | 4.5 | 5.25 | 6.6 | 9.6 | 19.65 | 21.6 | 18.6 | 16.65 | 11.1 | 8.55 | 5.25 | N | South | FC |  |  | 21.6
CAISO System | North Rosamond Solar | 0.6 | 4.5 | 5.25 | 6.6 | 9.6 | 19.65 | 21.6 | 18.6 | 16.65 | 11.1 | 8.55 | 5.25 | N | South | FC |  |  | 21.6
CAISO System | PIT PH 1 UNIT 1 | 21.2 | 18.4 | 19 | 16 | 16.8 | 10.83 | 10.8 | 9.51 | 9.2 | 8 | 14.4 | 15.68 | Y | North | FC |  |  | 21.2
CAISO System | Quincy Biomass | 18.25 | 16.86 | 16.76 | 14.42 | 19.08 | 21.09 | 19.62 | 14.76 | 13.92 | 10.5 | 9.59 | 15.22 | N | North | FC |  |  | 21.09
Sierra | DUTCH FLAT 1 PH | 17.6 | 17.6 | 6.8 | 16.8 | 15.2 | 17.2 | 19.28 | 20.78 | 12.8 | 9.6 | 17.6 | 20.2 | Y | North | FC |  |  | 20.78
CAISO System | Garland B | 0.44 | 3.74 | 4.45 | 5.65 | 8.57 | 18.55 | 20.6 | 17.44 | 14.87 | 9.23 | 6.4 | 3.28 | N | South | FC |  | Co-located with GARLND_2_GARBT1, GARLND_2_GASLRA | 20.6
CAISO System | Yellow Pine 2 B BESS | AUG: 20.25; SEP: 20.25; OCT: 20.25; NOV: 20.25; DEC: 20.25 | Y | South | ID | 20.25 | Q1341 - Waiting for Lugo Victorville CRAS - Co-located with 65 MW EO solar YELP_2_YP2SR3. | 20.25
CAISO System | Panoche Valley Solar | 0.56 | 4.2 | 4.9 | 6.16 | 8.96 | 18.34 | 20.16 | 17.36 | 15.54 | 10.36 | 7.98 | 4.9 | N | North | FC |  |  | 20.16
San Diego-IV | Campo Verde Solar | 0.56 | 4.17 | 4.87 | 6.12 | 8.9 | 18.21 | 20.02 | 17.24 | 15.43 | 10.29 | 7.92 | 4.87 | N | South | FC |  |  | 20.02
LA Basin | Santa Ana Storage 2 | 20 | 20 | 20 | 20 | 20 | 20 | 20 | 20 | 20 | 20 | 20 | 20 | Y | South | FC |  |  | 20
LA Basin | Pomona Energy Storage | 20 | 20 | 20 | 20 | 20 | 20 | 20 | 20 | 20 | 20 | 20 | 20 | Y | South | FC |  |  | 20
Sierra | GRIZZLY HYDRO | 5.82 | 5.82 | 5.82 | 5.82 | 5.82 | 20 | 20 | 20 | 20 | 20 | 20 | 20 | Y | North | FC |  | Rio Oso constraint removed starting March 1, 2024 per new CAISO deliverability methodology. | 20
LA Basin | Santa Ana Storage 1 | 20 | 20 | 20 | 20 | 20 | 20 | 20 | 20 | 20 | 20 | 20 | 20 | Y | South | FC |  |  | 20
Kern | Western Power and Steam Cogeneration | 20 | 20 | 20 | 20 | 20 | 20 | 20 | 20 | 20 | 20 | 20 | 20 | Y | North | FC |  |  | 20
San Diego-IV | Lake Hodges Pumped Storage-Unit2 | 20 | 20 | 20 | 20 | 20 | 20 | 20 | 20 | 20 | 20 | 20 | 20 | Y | South | FC |  |  | 20
San Diego-IV | Lake Hodges Pumped Storage-Unit1 | 20 | 20 | 20 | 20 | 20 | 20 | 20 | 20 | 20 | 20 | 20 | 20 | Y | South | FC |  |  | 20
CAISO System | Gaskell West 2 BESS | 20 | 20 | 20 | 20 | 20 | 20 | 20 | 20 | 20 | 20 | 20 | 20 | Y | South | ID | 100% | Waiting for the Whirlwind and Tehachapi CRAS. Co-located with GASKW1_2_GW2SR1, GASKW1_2_GW2SR2 | 20
Stockton | Covanta Stanislaus | 15.91 | 19.31 | 19.02 | 15.14 | 13.88 | 17.58 | 19.43 | 19.79 | 19.32 | 18.87 | 19.39 | 18.17 | N | North | FC |  |  | 19.79
San Diego-IV | Energia Sierra Juarez Wind 2 | 18.55 | 19.73 | 17.34 | 16.61 | 17.66 | 16.19 | 15.04 | 11.43 | 11.81 | 10.95 | 14.76 | 17.88 | N | South | FC |  |  | 19.73
Big Creek-Ventura | PROCTER AND GAMBLE OXNARD I | 19.17 | 18.8 | 17.87 | 18.55 | 18.27 | 18.02 | 18.39 | 19.61 | 18.64 | 18.9 | 15.88 | 18.73 | N | South | FC |  |  | 19.61
LA Basin | Bowerman Power | 18.54 | 18.97 | 17.9 | 18.82 | 18.12 | 19.53 | 18.66 | 18.64 | 18.5 | 17.79 | 18.48 | 19.6 | N | South | FC |  |  | 19.6
Kern | Hayworth Solar Farm | 6.73 | 10.6 | 12.92 | 16.98 | 18.76 | 19.44 | 18.53 | 17.37 | 11.77 | 9.69 | 6.36 | 4.4 | N | North | FC |  |  | 19.44
CAISO System | CARIBOU PH 1 UNIT 1 | 4 | 1.6 | 0 | 0 | 0 | 0 | 9.12 | 19.2 | 18.4 | 0 | 0 | 0 | Y | North | FC |  |  | 19.2
CAISO System | Alta Wind 4 | 18.02 | 19.17 | 16.84 | 16.14 | 17.16 | 15.73 | 14.61 | 11.1 | 11.47 | 10.64 | 14.34 | 17.37 | N | South | FC |  |  | 19.17
CAISO System | Coram Brodie Wind Project | 18.02 | 19.17 | 16.84 | 16.14 | 17.16 | 15.73 | 14.61 | 11.1 | 11.47 | 10.64 | 14.34 | 17.37 | N | South | FC |  |  | 19.17
CAISO System | Ivanpah 3 | 0.53 | 3.99 | 4.66 | 5.85 | 8.51 | 17.42 | 19.15 | 16.49 | 14.76 | 9.84 | 7.58 | 4.66 | N | South | FC |  |  | 19.15
CAISO System | Ivanpah 2 | 0.53 | 3.99 | 4.66 | 5.85 | 8.51 | 17.42 | 19.15 | 16.49 | 14.76 | 9.84 | 7.58 | 4.66 | N | South | FC |  |  | 19.15
CAISO System | Almasol Generating Station 7 | 0.53 | 3.96 | 4.62 | 5.81 | 8.45 | 17.29 | 19.01 | 16.37 | 14.65 | 9.77 | 7.52 | 4.62 | N | South | FC |  |  | 19.01
San Diego-IV | Csolar IV South | 0.52 | 3.9 | 4.55 | 5.72 | 8.32 | 17.03 | 18.72 | 16.12 | 14.43 | 9.62 | 7.41 | 4.55 | N | South | FC |  |  | 18.72
CAISO System | Rising Tree 3 | 17.49 | 18.61 | 16.35 | 15.66 | 16.65 | 15.27 | 14.18 | 10.78 | 11.13 | 10.33 | 13.92 | 16.86 | N | South | FC |  |  | 18.61
CAISO System | SPI Anderson 2 | 12.23 | 13.3 | 14.75 | 14.47 | 16.25 | 17.9 | 17.77 | 18.42 | 18.34 | 15.65 | 14.85 | 14.87 | N | North | FC |  |  | 18.42
CAISO System | Ivanpah 1 | 0.5 | 3.78 | 4.41 | 5.54 | 8.06 | 16.51 | 18.14 | 15.62 | 13.99 | 9.32 | 7.18 | 4.41 | N | South | FC |  |  | 18.14
Big Creek-Ventura | Western Antelope Blue Sky Ranch B | 8.18 | 11.27 | 12.98 | 16.84 | 18.02 | 17.5 | 16.89 | 15.82 | 14.27 | 12.28 | 8.35 | 6.21 | N | South | FC |  | Co-located | 18.02
Big Creek-Ventura | OSO_6_NSPIN | 18 | 18 | 18 | 18 | 18 | 18 | 18 | 18 | 18 | 18 | 18 | 18 | Y | South | FC |  |  | 18
CAISO System | Almasol Generating Station 1 | 0.5 | 3.75 | 4.38 | 5.5 | 8 | 16.38 | 18 | 15.5 | 13.88 | 9.25 | 7.13 | 4.38 | N | South | FC |  |  | 18
San Diego-IV | Centinela Solar Energy I | 0.5 | 3.75 | 4.38 | 5.5 | 8 | 16.38 | 18 | 15.5 | 13.88 | 9.25 | 7.13 | 4.38 | N | South | FC |  |  | 18
Stockton | Pacific Ultrapower Chinese Station | 17.99 | 17.36 | 15.48 | 15.96 | 17.81 | 11.8 | 17.37 | 17.81 | 17 | 16.51 | 14.92 | 17.62 | N | North | FC |  |  | 17.99
Fresno | American Kings Solar | 0.49 | 3.69 | 4.31 | 5.41 | 7.87 | 16.11 | 17.71 | 15.25 | 13.65 | 9.1 | 7.01 | 4.31 | N | North | FC |  |  | 17.71
Big Creek-Ventura | Sunshine Gas Producers | 17.49 | 16.89 | 17.35 | 16.58 | 17.14 | 16.97 | 16.4 | 15.75 | 15.88 | 15.59 | 16.8 | 15.43 | N | South | FC |  |  | 17.49
CAISO System | Desert Sunlight 250 | 0.24 | 1.6 | 3.98 | 5.55 | 7.33 | 15.85 | 17.3 | 14.83 | 12.25 | 7.52 | 4.72 | 1.32 | N | South | FC |  | Co-located with DSRTSN_2_DS2X2 | 17.3
Sierra | DUTCH FLAT 2 PH | 5.2 | 16 | 17.2 | 5.6 | 5.6 | 5.6 | 16 | 16.76 | 0 | 0 | 2.8 | 5.6 | Y | North | FC |  |  | 17.2
CAISO System | U.S. Borax, Unit 1 | 17.17 | 15.12 | 13.09 | 4.87 | 7.33 | 13.88 | 12.08 | 11.68 | 13.9 | 14.74 | 15.84 | 14.94 | N | South | FC |  |  | 17.17
LA Basin | Mesa Wind Project | JUL: 17.12; AUG: 14.54; SEP: 12.68; OCT: 10.72; NOV: 8.92; DEC: 9.41 | N | South | FC |  |  | 17.12
CAISO System | Oberon 1A Solar | 0.36 | 3.15 | 3.78 | 5.06 | 7.56 | 15.53 | 16.93 | 14.34 | 12.42 | 7.86 | 5.51 | 2.67 | N | South | ID | 100% | Waiting for ELM, West of Colorado River cRAS. Co-located with OBERON_5_O1BBX2, OBERON_5_O1SSR3 | 16.93
CAISO System | Alta Wind 11 | 15.58 | 16.57 | 14.56 | 13.95 | 14.83 | 13.59 | 12.63 | 9.6 | 9.91 | 9.2 | 12.39 | 15.01 | N | South | FC |  |  | 16.57
Bay Area | Chevron Richmond Refinery | 0 | 0 | 0 | 0 | 0 | 0 | 5.33 | 9.44 | 0 | 11.34 | 16.56 | 0 | N | North | FC |  |  | 16.56
CAISO System | DOSMGO_2_NSPIN | 16.26 | 16.26 | 16.26 | 16.26 | 15.21 | 16.26 | 16.26 | 16.26 | 16.26 | 13.64 | 16.26 | 16.26 | Y | North | FC |  |  | 16.26
Sierra | WOODLAND BIOMASS | 15.98 | 15.69 | 7.86 | 8.07 | 8.06 | 7.5 | 7.93 | 8.07 | 15.24 | 8.03 | 12.07 | 16.22 | N | North | FC |  |  | 16.22
CAISO System | Golden Hills C | 15.1 | 16.21 | 14.45 | 15.27 | 15.8 | 11.65 | 10.36 | 9.73 | 9.99 | 8.38 | 10.58 | 13.52 | N | North | FC |  |  | 16.21
Sierra | FRENCH MEADOWS HYDRO | 16 | 16 | 16 | 16 | 16 | 16 | 16 | 16 | 16 | 16 | 16 | 16 | Y | North | FC |  |  | 16
CAISO System | Catalina Solar - Phases 1 and 2 | 0.44 | 3.3 | 3.85 | 4.84 | 7.04 | 14.41 | 15.84 | 13.64 | 12.21 | 8.14 | 6.27 | 3.85 | N | South | FC |  |  | 15.84
CAISO System | Dyer Summit Wind Repower | 14.71 | 15.78 | 14.08 | 14.87 | 15.39 | 11.35 | 10.09 | 9.48 | 9.73 | 8.16 | 10.3 | 13.17 | N | North | FC |  |  | 15.78
CAISO System | PIT PH 1 UNIT 2 | 14.4 | 14.4 | 15.68 | 14.4 | 15.68 | 10.8 | 8.6 | 9.2 | 9.2 | 4.8 | 14.4 | 15.68 | Y | North | FC |  |  | 15.68
CAISO System | Rabbitbrush Solar 1 | 7.72 | 9.16 | 9.45 | 9.99 | 11.14 | 14.95 | 15.67 | 14.51 | 13.74 | 11.62 | 10.62 | 9.34 | Y | South | ID | 100% | Waiting for Whirlwind transformer CRAS | 15.67
CAISO System | Mojave 89 Wind | 14.6 | 15.53 | 13.65 | 13.08 | 13.9 | 12.74 | 11.84 | 9 | 9.29 | 8.62 | 11.62 | 14.08 | N | South | FC |  |  | 15.53
CAISO System | Quinto Solar PV Project | 0.43 | 3.23 | 3.77 | 4.73 | 6.89 | 14.1 | 15.49 | 13.34 | 11.94 | 7.96 | 6.13 | 3.77 | N | North | FC |  |  | 15.49
Humboldt | Humboldt Redwood | 14.62 | 12.54 | 11.91 | 11.66 | 14.79 | 15.29 | 14.72 | 12.65 | 14.37 | 15.23 | 13.29 | 14.04 | N | North | FC |  |  | 15.29
CAISO System | Golden Hills A | 14.11 | 15.14 | 13.5 | 14.26 | 14.75 | 10.88 | 9.68 | 9.09 | 9.33 | 7.82 | 9.88 | 12.63 | N | North | FC |  |  | 15.14
CAISO System | Golden Hills B | 14.11 | 15.14 | 13.5 | 14.26 | 14.75 | 10.88 | 9.68 | 9.09 | 9.33 | 7.82 | 9.88 | 12.63 | N | North | FC |  |  | 15.14
Big Creek-Ventura | Antelope Solar 1B | 6.94 | 9.5 | 11.05 | 14.17 | 15.09 | 14.73 | 14.53 | 13.42 | 12.18 | 10.49 | 7.16 | 5.7 | N | South | ID | 100% | Waiting for Tehachapi CRAS. Co-located | 15.09
CAISO System | Sloth BESS | JUN: 15; JUL: 15; AUG: 15; SEP: 15; OCT: 15; NOV: 15; DEC: 15 | Y | South | ID | 100% | Waiting for Colorado River C-RAS. Co-located with 49.5 MW EO VICPAS_2_SLOSR1. | 15
Stockton | Paulsell Solar Energy Center BESS | AUG: 15; SEP: 15; OCT: 15; NOV: 15; DEC: 15 | Y | North | ID | 100% | Q1350 - Waiting for Vierra Loop-in. Co-located with Paulsell Solar Energy Center PV PALSEL_6_PLSSR1. | 15
CAISO System | Daggett Solar 3 e BESS | 15 | 15 | 15 | 15 | 15 | 15 | 15 | 15 | 15 | 15 | 15 | 15 | Y | South | ID | 100% | Waiting for Mojave RAS. Co-located with SISPRG_2_DS3SR4 | 15
Big Creek-Ventura | Santa Paula Energy Storage |  |  |  |  | 15 | 15 | 15 | 15 | 15 | 15 | 15 | 15 | Y | South | FC |  |  | 15
CAISO System | Rising Tree 1 | 13.99 | 14.88 | 13.08 | 12.53 | 13.32 | 12.21 | 11.35 | 8.62 | 8.91 | 8.26 | 11.14 | 13.49 | N | South | FC |  |  | 14.88
CAISO System | Willy 9 Chap 1 | 0.41 | 3.06 | 3.57 | 4.49 | 6.53 | 13.36 | 14.69 | 12.65 | 11.32 | 7.55 | 5.81 | 3.57 | N | South | ID | 100% | Waiting for Whirlwind CRAS - Solar only for now - future hybrid | 14.69
CAISO System | Mesquite Solar 2 | 0.4 | 3.02 | 3.53 | 4.44 | 6.45 | 13.21 | 14.52 | 12.5 | 11.19 | 7.46 | 5.75 | 3.53 | N | South | FC |  | Hybrid - However Solar is FCDS and BESS is EO | 14.52
Fresno | Henrietta Solar Project | 0.4 | 3 | 3.5 | 4.4 | 6.4 | 13.1 | 14.4 | 12.4 | 11.1 | 7.4 | 5.7 | 3.5 | N | North | FC |  |  | 14.4
Fresno | Tranquillity 8 Rojo | 0.4 | 3 | 3.5 | 4.4 | 6.4 | 13.1 | 14.4 | 12.4 | 11.1 | 7.4 | 5.7 | 3.5 | N | North | ID | 100% | C7 Waiting for Bellota-Warnerville 230 kV reconductoring and possibly other | 14.4
CAISO System | Almasol Generating Station 4 | 0.4 | 3 | 3.5 | 4.4 | 6.4 | 13.1 | 14.4 | 12.4 | 11.1 | 7.4 | 5.7 | 3.5 | N | South | FC |  |  | 14.4
CAISO System | Valentine Solar | 0.4 | 3 | 3.5 | 4.4 | 6.4 | 13.1 | 14.4 | 12.4 | 11.1 | 7.4 | 5.7 | 3.5 | N | South | FC |  |  | 14.4
CAISO System | Willow Springs 2 | 0.4 | 3 | 3.5 | 4.4 | 6.4 | 13.1 | 14.4 | 12.4 | 11.1 | 7.4 | 5.7 | 3.5 | N | South | FC |  |  | 14.4
CAISO System | Sunshine Valley Solar 1 | 0.4 | 3 | 3.5 | 4.4 | 6.4 | 13.1 | 14.4 | 12.4 | 11.1 | 7.4 | 5.7 | 3.5 | N | South | FC |  |  | 14.4
Fresno | Mustang 2 Whirlaway Solar | 0.4 | 3 | 3.5 | 4.4 | 6.4 | 13.1 | 14.4 | 12.4 | 11.1 | 7.4 | 5.7 | 3.5 | Y | North | ID | 100% | C7 - Waiting for Bellota-Warnerville 230 kV reconductoring and possibly other | 14.4
San Diego-IV | Wistaria Ranch Solar | 0.4 | 3 | 3.5 | 4.4 | 6.4 | 13.1 | 14.4 | 12.4 | 11.1 | 7.4 | 5.7 | 3.5 | N | South | FC |  |  | 14.4
CAISO System | Astoria 1 | 0.4 | 3 | 3.5 | 4.4 | 6.4 | 13.1 | 14.4 | 12.4 | 11.1 | 7.4 | 5.7 | 3.5 | N | South | FC |  |  | 14.4
LA Basin | MOJAVE SIPHON POWER PLANT | 10.52 | 5.92 | 7.78 | 10.32 | 10.12 | 10.96 | 12.85 | 11.98 | 12.77 | 10.34 | 14.36 | 10.06 | Y | South | FC |  |  | 14.36
CAISO System | Oberon 2A Solar | 0.3 | 2.62 | 3.15 | 4.22 | 6.3 | 12.95 | 14.11 | 11.95 | 10.35 | 6.55 | 4.59 | 2.22 | N | South | ID | 100% | Waiting for West of Colorado River cRAS. Co-located with OBERON_5_O2BBX2 and OBERON_5_O2SSR5 | 14.11
CAISO System | Oberon 2B Solar | 0.3 | 2.62 | 3.15 | 4.22 | 6.3 | 12.95 | 14.11 | 11.95 | 10.35 | 6.55 | 4.59 | 2.22 | N | South | ID | 100% | Waiting for West of Colorado River cRAS. Co-located with OBERON_5_O2SSR4 and OBERON_5_O2BBX2 | 14.11
Big Creek-Ventura | ALAMO POWER PLANT | 13.22 | 14 | 12.02 | 13.92 | 13.71 | 14 | 14 | 14 | 14 | 12.32 | 13.63 | 11.53 | Y | South | FC |  |  | 14
CAISO System | Yellow Pine 2 | 0.29 | 2.58 | 3.1 | 4.17 | 6.23 | 12.81 | 13.96 | 11.81 | 10.21 | 6.45 | 4.49 | 2.13 | N | South | ID | 100% | Waiting for Lugo Victorville CRAS - Co-located with YELPIN_2_YP2BT1 | 13.96
CAISO System | Daggett Solar 3 a PV | 0.29 | 2.58 | 3.1 | 4.15 | 6.2 | 12.74 | 13.89 | 11.76 | 10.18 | 6.45 | 4.52 | 2.19 | N | South | ID | 100% | Waiting for Mojave RAS. Co-located with SISPRG_2_DS3BT1 | 13.89
Fresno | Scarlet Solar CA 1A PV | JUN: 12.55; JUL: 13.78; AUG: 11.83; SEP: 10.54; OCT: 6.97; NOV: 5.29; DEC: 3.16 | N | North | ID | 100% | Q1135 - C8 - Waiting for Bellota-Warnerville 230 kV reconductoring, Reconductor Panoche-Padre Flat 230 kV, QC8RAS-08 RAS and possibly other. - Max to grid 400 MW | 13.78
Big Creek-Ventura | Antelope Solar 2 | 0.34 | 2.71 | 3.2 | 4.14 | 6.06 | 12.39 | 13.56 | 11.58 | 10.19 | 6.66 | 4.93 | 2.79 | N | South | ID | 100% | Waiting for Tehachapi CRAS. Co-located | 13.56
Bay Area | BUENA VISTA ENERGY, LLC | 12.48 | 13.39 | 11.94 | 12.61 | 13.05 | 9.63 | 8.56 | 8.04 | 8.26 | 6.92 | 8.74 | 11.17 | N | North | FC |  |  | 13.39
CAISO System | Copper Mountain Solar 4 | 0.37 | 2.76 | 3.22 | 4.05 | 5.89 | 12.05 | 13.25 | 11.41 | 10.21 | 6.81 | 5.24 | 3.22 | N | South | FC |  |  | 13.25
CAISO System | Chestnut Westside PV | 0.16 | 2.06 | 2.6 | 3.84 | 5.92 | 12.24 | 13.2 | 10.92 | 9.02 | 5.28 | 3.08 | 0.6 | N | North | ID | 100% | C8 - Waiting for QC8RAS-08 RAS and possibly other. Co-located with CHESTN_2_CHWBX2. Max 15 MWs NQC. | 13.2
Fresno | Slate 5 | 10.07 | 10.6 | 10.71 | 10.94 | 11.39 | 12.86 | 13.12 | 12.66 | 12.32 | 11.49 | 11.08 | 10.57 | Y | North | ID | 100% | Hybrid - C8 - Waiting for Bellota-Warnerville 230 kV reconductoring and possibly other - PV - 26.00 MW, ESS - 10.00 MW | 13.12
CAISO System | Mammoth G3 | 12.35 | 12.89 | 13.08 | 12.43 | 11.48 | 9.69 | 8.75 | 9.02 | 9.88 | 10.72 | 12.99 | 13.07 | N | South | FC |  |  | 13.08
CAISO System | Sky River Wind Repower A | 6.55 | 6.71 | 6.9 | 12.14 | 13.03 | 11.56 | 9.87 | 8.67 | 6.42 | 6.84 | 7.36 | 6.74 | N | South | FC |  |  | 13.03
Sierra | SLY CREEK HYDRO | 13 | 13 | 13 | 13 | 13 | 13 | 13 | 13 | 13 | 13 | 13 | 13 | Y | North | FC |  |  | 13
NCNB | Bear Canyon Energy Storage | AUG: 13; SEP: 13; OCT: 13; NOV: 13; DEC: 13 | Y | North | FC |  |  | 13
Bay Area | FPL Energy Montezuma Wind | 12.08 | 12.97 | 11.56 | 12.22 | 12.64 | 9.32 | 8.29 | 7.79 | 8 | 6.7 | 8.46 | 10.82 | N | North | FC |  |  | 12.97
Big Creek-Ventura | Antelope Solar 2 San Pablo | 0.32 | 2.58 | 3.05 | 3.94 | 5.77 | 11.8 | 12.91 | 11.03 | 9.7 | 6.35 | 4.7 | 2.66 | N | South | ID | 100% | Waiting for Tehachapi CRAS. Co-located | 12.91
Fresno | O'NEILL PUMP-GEN (AGGREGATE) | 0 | 0.74 | 0.07 | 0.18 | 12.91 | 1.8 | 1.49 | 0.63 | 0.05 | 0.71 | 0.15 | 0 | N | North | FC |  |  | 12.91
Sierra | Drum PH 1 Units 3 & 4 Aggregate | 12.8 | 0 | 0 | 0 | 12.8 | 12.8 | 12.8 | 12.8 | 0 | 0 | 12.8 | 12.8 | Y | North | FC |  |  | 12.8
CAISO System | Burney Biomass | 9.91 | 10.64 | 10.78 | 10.62 | 10.63 | 12.14 | 12.75 | 12.66 | 12.76 | 11.94 | 10.89 | 9.33 | N | North | FC |  |  | 12.76
Big Creek-Ventura | Antelope Solar 2 Raceway |  |  |  |  | 5.59 | 11.98 | 12.75 | 10.83 | 9.28 | 5.69 | 3.22 | 1.44 | N | South | FC |  | Co-located with POLRIS_2_ASRBT1. | 12.75
Stockton | SANDBAR | 8.92 | 4.25 | 0.68 | 6.47 | 6.64 | 6.6 | 5.42 | 3.57 | 3.19 | 0.7 | 5.81 | 12.69 | N | North | FC |  |  | 12.69
Fresno | Scarlet Solar CA 1B PV | JUN: 11.45; JUL: 12.53; AUG: 10.69; SEP: 9.41; OCT: 6.11; NOV: 4.48; DEC: 2.47 | N | North | ID | 100% | Q1135 - C8 - Waiting for Bellota-Warnerville 230 kV reconductoring, Reconductor Panoche-Padre Flat 230 kV, QC8RAS-08 RAS and possibly other. - Max to grid 400 MW | 12.53
LA Basin | Mountain View Power Project I Repower | 11.77 | 12.52 | 11 | 10.54 | 11.2 | 10.27 | 9.54 | 7.25 | 7.49 | 6.95 | 9.36 | 11.34 | N | South | FC |  |  | 12.52
CAISO System | Daggett Solar 3 cd BESS | 12.5 | 12.5 | 12.5 | 12.5 | 12.5 | 12.5 | 12.5 | 12.5 | 12.5 | 12.5 | 12.5 | 12.5 | Y | South | ID | 100% | Waiting for Mojave RAS. Co-located with SISPRG_2_DS3SR3 | 12.5
CAISO System | Berry Cogen 18 | 12.04 | 12.08 | 11.77 | 12.17 | 12.38 | 11.78 | 11.36 | 11.05 | 11.1 | 12.04 | 11.36 | 11.07 | N | North | FC |  |  | 12.38
CAISO System | California Flats North | 0.25 | 2.22 | 2.54 | 3.5 | 5.37 | 11.17 | 12.29 | 10.3 | 8.76 | 5.3 | 3.6 | 1.63 | N | North | ID | 82.00% | Co-located with CALFTN_2_CFSBT1 | 12.29
CAISO System | Lockhart Solar 1 PV | 0.34 | 2.55 | 2.98 | 3.74 | 5.44 | 11.14 | 12.24 | 10.54 | 9.44 | 6.29 | 4.84 | 2.98 | N | South | ID | 100% | First 80 MW have FCDS priority. Waiting for the Mohave RAS. | 12.24
CAISO System | Mojave 90 | 11.45 | 12.18 | 10.7 | 10.25 | 10.9 | 10 | 9.29 | 7.06 | 7.29 | 6.76 | 9.11 | 11.04 | N | South | FC |  | Hybrid - However Wind is FCDS and BESS is EO | 12.18
CAISO System | Daggett Solar 3 b PV | 0.25 | 2.22 | 2.67 | 3.61 | 5.41 | 11.12 | 12.11 | 10.23 | 8.82 | 5.55 | 3.84 | 1.78 | N | South | ID | 100% | Waiting for Mojave RAS. Co-located with SISPRG_2_DS3BT2 | 12.11
CAISO System | Arlington Solar Unit 1 | 0.17 | 1.94 | 2.43 | 3.51 | 5.39 | 11.13 | 12.02 | 9.85 | 8.11 | 4.68 | 2.99 | 0.83 | N | South | ID | 100% | C8 - Waiting for West of Colorado River cRAS.-Co-located with SUNCAT_2_A1BBT1, SUNCAT_2_A1ABT1 | 12.02
CAISO System | Rosamond West Solar Central BESS C | JUN: 12; JUL: 12; AUG: 12; SEP: 12; OCT: 12; NOV: 12; DEC: 12 | Y | South | FC |  |  | 12
Sierra | NARROWS PH 1 UNIT | 12 | 12 | 12 | 12 | 12 | 12 | 12 | 12 | 12 | 12 | 12 | 12 | Y | North | FC |  |  | 12
CAISO System | RUSH CREEK | 0.8 | 0.82 | 4.82 | 0.82 | 0.8 | 9.45 | 9.46 | 1.82 | 11.94 | 1.01 | 0.97 | 0.8 | Y | South | FC |  |  | 11.94
CAISO System | Dracker Solar Unit 1 | 0.23 | 2.02 | 2.58 | 3.63 | 5.47 | 11.01 | 11.67 | 9.87 | 8.49 | 5.38 | 3.6 | 1.65 | N | South | FC |  | Co-located with DRACKR_2_DSUBT1 | 11.67
LA Basin | Whitewater Hill Wind Project | 10.87 | 11.56 | 10.16 | 9.73 | 10.35 | 9.48 | 8.81 | 6.69 | 6.92 | 6.42 | 8.65 | 10.47 | N | South | FC |  |  | 11.56
CAISO System | Kramer Junction 9 | 0.32 | 2.4 | 2.8 | 3.52 | 5.12 | 10.48 | 11.52 | 9.92 | 8.88 | 5.92 | 4.56 | 2.8 | N | South | FC |  |  | 11.52
CAISO System | Desert Harvest | 0.32 | 2.4 | 2.8 | 3.52 | 5.12 | 10.48 | 11.52 | 9.92 | 8.88 | 5.92 | 4.56 | 2.8 | N | South | FC |  |  | 11.52
CAISO System | West Point Hydro Plant | 9.55 | 6.79 | 8.2 | 4.52 | 2.3 | 10.8 | 10.54 | 11.4 | 10.34 | 9.94 | 10.72 | 10.16 | Y | North | FC |  |  | 11.4
CAISO System | High 5 Solar | 0.25 | 2.13 | 2.58 | 3.38 | 5.09 | 10.45 | 11.36 | 9.47 | 8.28 | 5.27 | 3.52 | 1.8 | N | South | FC |  | Co-located with HIGHDS_2_H5SBT1 | 11.36
CAISO System | Almasol Generating Station 6 | 0.24 | 2.11 | 2.56 | 3.43 | 5.1 | 10.48 | 11.34 | 9.58 | 8.31 | 5.34 | 3.8 | 1.96 | N | South | FC |  | Co-located with ALMASL_2_AL6BT6 | 11.34
CAISO System | Oberon 1B Solar | 0.24 | 2.1 | 2.52 | 3.37 | 5.04 | 10.36 | 11.29 | 9.56 | 8.28 | 5.24 | 3.67 | 1.78 | N | South | ID | 100% | Waiting for ELM, West of Colorado River cRAS. Co-located with OBERON_5_O1BBX2 and OBERON_5_O1SSX2 | 11.29
Sierra | KELLY RIDGE HYDRO | 11 | 11 | 11 | 11 | 11 | 11 | 11 | 11 | 11 | 11 | 11 | 11 | Y | North | FC |  |  | 11
Big Creek-Ventura | Silverstrand BESS | 11 | 11 | 11 | 11 | 11 | 11 | 11 | 11 | 11 | 11 | 11 | 11 | Y | South | FC |  |  | 11
Big Creek-Ventura | Solverde 1 | 0.28 | 2.2 | 2.59 | 3.35 | 4.91 | 10.03 | 10.97 | 9.37 | 8.25 | 5.39 | 3.99 | 2.26 | N | South | FC |  | Co-located | 10.97
CAISO System | POOLE HYDRO PLANT 1 | 0.96 | 0.8 | 0.48 | 0.76 | 1.6 | 8.27 | 5.42 | 1.46 | 10.9 | 0.31 | 0.48 | 0.8 | Y | South | FC |  |  | 10.9
CAISO System | Lockhart Solar 2 | 0.3 | 2.25 | 2.63 | 3.3 | 4.8 | 9.83 | 10.8 | 9.3 | 8.32 | 5.55 | 4.28 | 2.63 | N | South | ID | 100% | Waiting for the Mohave RAS. | 10.8
CAISO System | Astoria 2 | 0.3 | 2.25 | 2.63 | 3.3 | 4.8 | 9.83 | 10.8 | 9.3 | 8.33 | 5.55 | 4.28 | 2.63 | N | South | FC |  |  | 10.8
CAISO System | BISHOP CREEK PLANT 3 AND 4 | 4.91 | 3.68 | 2.96 | 6.32 | 10.33 | 10.75 | 9.38 | 7.28 | 6.91 | 5.04 | 4.13 | 4.3 | N | South | FC |  |  | 10.75
CAISO System | Oasis Power Plant Eastwind | 10.1 | 10.74 | 9.44 | 9.04 | 9.61 | 8.81 | 8.19 | 6.22 | 6.43 | 5.96 | 8.03 | 9.73 | N | South | FC |  |  | 10.74
Bay Area | Ox Mountain Landfill Generating Plant | 10.62 | 10.62 | 10.62 | 10.62 | 10.5 | 10.38 | 10.57 | 10.29 | 10.38 | 10.3 | 10.46 | 10.62 | N | North | FC |  |  | 10.62
CAISO System | MALACHA HYDRO L.P. | 10 | 10.57 | 3.98 | 4.18 | 0.62 | 0.09 | 0.17 | 0 | 0 | 0.26 | 0.67 | 2.19 | N | North | FC |  |  | 10.57
CAISO System | Rabbitbrush Solar 2 | 5.14 | 6.09 | 6.29 | 6.65 | 7.41 | 9.95 | 10.43 | 9.66 | 9.13 | 7.72 | 7.04 | 6.2 | Y | South | ID | 100% | Waiting for Whirlwind transformer CRAS | 10.43
Sierra | Drum PH 1 Units 1 & 2 Aggregate | 9.6 | 0 | 0 | 0 | 0 | 0 | 10.4 | 10.4 | 0 | 0 | 9.6 | 10.4 | Y | North | FC |  |  | 10.4
CAISO System | Willy 9 Chap 2 | 0.29 | 2.16 | 2.52 | 3.17 | 4.61 | 9.43 | 10.37 | 8.93 | 7.99 | 5.33 | 4.1 | 2.52 | N | South | ID | 100% | Waiting for Whirlwind CRAS - Solar only for now - future hybrid | 10.37
CAISO System | Arlington Solar Unit 2B | 0.28 | 2.16 | 2.52 | 3.17 | 4.61 | 9.44 | 10.37 | 8.93 | 8 | 5.33 | 4.11 | 1.96 | N | South | ID | 54.17% | Waiting for West of Colorado River CRAS.Co-located with SUNCAT_2_A2ABT2, ARLNTN_2_AR1SR1 | 10.37
CAISO System | Mammoth G2 | 10.11 | 9.97 | 9.45 | 8.35 | 8.63 | 8.23 | 9.41 | 9.28 | 9.17 | 9.16 | 9.99 | 10.2 | Y | South | FC |  |  | 10.2
Fresno | Scarlet Solar CA 1A | JUN: 10; JUL: 10; AUG: 10; SEP: 10; OCT: 10; NOV: 10; DEC: 10 | Y | North | ID | 100% | Q1135 - C8 - Waiting for Bellota-Warnerville 230 kV reconductoring, Reconductor Panoche-Padre Flat 230 kV, QC8RAS-08 RAS and possibly other. - Max to grid 400 MW | 10
LA Basin | Johanna Storage 2 | 10 | 10 | 10 | 10 | 10 | 10 | 10 | 10 | 10 | 10 | 10 | 10 | Y | South | FC |  |  | 10
San Diego-IV | Kearny North Energy Storage | 10 | 10 | 10 | 10 | 10 | 10 | 10 | 10 | 10 | 10 | 10 | 10 | Y | South | FC |  |  | 10
San Diego-IV | Escondido BESS 1 | 10 | 10 | 10 | 10 | 10 | 10 | 10 | 10 | 10 | 10 | 10 | 10 | Y | South | FC |  |  | 10
San Diego-IV | Escondido BESS 2 | 10 | 10 | 10 | 10 | 10 | 10 | 10 | 10 | 10 | 10 | 10 | 10 | Y | South | FC |  |  | 10
LA Basin | Mira Loma BESS B | 10 | 10 | 10 | 10 | 10 | 10 | 10 | 10 | 10 | 10 | 10 | 10 | Y | South | FC |  |  | 10
LA Basin | Mira Loma BESS A | 10 | 10 | 10 | 10 | 10 | 10 | 10 | 10 | 10 | 10 | 10 | 10 | Y | South | FC |  |  | 10
San Diego-IV | Melrose BESS 1 |  |  |  | 10 | 10 | 10 | 10 | 10 | 10 | 10 | 10 | 10 | Y | South | FC |  |  | 10
San Diego-IV | Melrose BESS 2 |  |  |  | 10 | 10 | 10 | 10 | 10 | 10 | 10 | 10 | 10 | Y | South | FC |  |  | 10
San Diego-IV | Escondido BESS 3 | 10 | 10 | 10 | 10 | 10 | 10 | 10 | 10 | 10 | 10 | 10 | 10 | Y | South | FC |  |  | 10
LA Basin | Pomona Energy Storage 2 | 10 | 10 | 10 | 10 | 10 | 10 | 10 | 10 | 10 | 10 | 10 | 10 | Y | South | FC |  |  | 10
San Diego-IV | Vista Energy Storage | 10 | 10 | 10 | 10 | 10 | 10 | 10 | 10 | 10 | 10 | 10 | 10 | Y | South | PD | 30.00 |  | 10
Fresno | Henrietta D Energy Storage | 10 | 10 | 10 | 10 | 10 | 10 | 10 | 10 | 10 | 10 | 10 | 10 | Y | North | ID | 100% | 17DGD Waiting for Bellota-Warnerville 230 kV reconductoring, QC8RAS-08 RAS, Reconductor Los Banos-Padre Flat-Panoche 230 kV and many other | 10
Big Creek-Ventura | Vallecito Energy Storage | 10 | 10 | 10 | 10 | 10 | 10 | 10 | 10 | 10 | 10 | 10 | 10 | Y | South | FC |  |  | 10
LA Basin | Johanna Storage 1 | 10 | 10 | 10 | 10 | 10 | 10 | 10 | 10 | 10 | 10 | 10 | 10 | Y | South | FC |  |  | 10
CAISO System | Mesquite Solar 4 BESS | DEC: 10 | Y | South | FC |  | Group name MESQUITESOLAR4_1291 - Max to grid 300 MW. Phase I - co-located with 52.5 MW solar FC - MSOLAR_2_MS4SR4. | 10
San Diego-IV | Kearny South Energy Storage | 10 | 10 | 10 | 10 | 10 | 10 | 10 | 10 | 10 | 10 | 10 | 10 | Y | South | FC |  |  | 10
LA Basin | SCEC_1_PDRP110 | 0.12 | 4.95 | 3.67 | 0 | 0 | 9.99 | 9.99 | 0 | 0 | 0 | 0 | 0 | Y | South | FC |  |  | 9.99
LA Basin | ESPN_SCEC_1_PDRP188 | 9.94 | 9.98 | 9.5 | 9.98 | 6.52 | 6.62 | 6.62 | 6.83 | 5.78 | 5.78 | 4.94 | 4.94 | Y | South | FC |  |  | 9.98
LA Basin | ESPN_SCEC_1_PDRP189 | 9.94 | 9.98 | 9.5 | 9.98 | 6.52 | 6.62 | 6.62 | 6.83 | 5.78 | 5.78 | 4.94 | 4.94 | Y | South | FC |  |  | 9.98
LA Basin | ESPN_SCEC_1_PDRP187 | 9.94 | 9.98 | 9.5 | 9.98 | 6.52 | 6.62 | 6.62 | 6.83 | 5.78 | 5.78 | 4.94 | 4.94 | Y | South | FC |  |  | 9.98
LA Basin | ESPN_SCEC_1_PDRP191 |  |  |  | 9.93 | 7.67 | 7.67 | 9.93 | 9.93 | 9.93 | 7.67 | 9.25 | 9.25 | Y | South | FC |  |  | 9.93
LA Basin | ESPN_SCEC_1_PDRP192 | 5.26 | 5.26 | 5.26 | 6.58 | 5.58 | 5.58 | 9.93 | 9.93 | 9.93 | 5.58 | 5.26 | 5.26 | Y | South | FC |  |  | 9.93
CAISO System | Forks of Butte Hydro | 6.93 | 7.31 | 7.08 | 9.2 | 7.35 | 9.85 | 9.84 | 9.07 | 8.26 | 6.19 | 6.63 | 6.37 | N | North | FC |  |  | 9.85
San Diego-IV | Elliott Energy Storage |  |  |  | 9.75 | 9.75 | 9.75 | 9.75 | 9.75 | 9.75 | 9.75 | 9.75 | 9.75 | Y | South | FC |  |  | 9.75
San Diego-IV | Paradise Energy Storage |  |  |  | 9.75 | 9.75 | 9.75 | 9.75 | 9.75 | 9.75 | 9.75 | 9.75 | 9.75 | Y | South | FC |  |  | 9.75
San Diego-IV | Boulevard Energy Storage |  |  |  | 9.75 | 9.75 | 9.75 | 9.75 | 9.75 | 9.75 | 9.75 | 9.75 | 9.75 | Y | South | FC |  |  | 9.75
Sierra | Lincoln Biomass | 7.56 | 6.64 | 6.38 | 6.26 | 8.39 | 9.34 | 9.43 | 9.55 | 9.43 | 8.52 | 6.71 | 7.03 | N | North | FC |  |  | 9.55
Big Creek-Ventura | Alpine Solar | 0.26 | 1.98 | 2.31 | 2.9 | 4.22 | 8.65 | 9.5 | 8.18 | 7.33 | 4.88 | 3.76 | 2.31 | N | South | FC |  |  | 9.5
LA Basin | Coachella 1 | 8.91 | 9.47 | 8.32 | 7.97 | 8.48 | 7.77 | 7.22 | 5.49 | 5.67 | 5.26 | 7.09 | 8.58 | N | South | FC |  |  | 9.47
San Diego-IV | Kumeyaay Wind Farm | 8.84 | 9.4 | 8.26 | 7.91 | 8.41 | 7.71 | 7.16 | 5.44 | 5.62 | 5.22 | 7.03 | 8.52 | N | South | FC |  |  | 9.4
LA Basin | Mountain View IV Wind | 8.66 | 9.21 | 8.09 | 7.75 | 8.24 | 7.56 | 7.02 | 5.33 | 5.51 | 5.11 | 6.89 | 8.35 | N | South | FC |  |  | 9.21
Stockton | Beardsley Hydro | 4.3 | 2.74 | 2 | 6.54 | 5.96 | 9.1 | 5.54 | 5.94 | 3.8 | 3.2 | 2.72 | 6.18 | Y | North | FC |  |  | 9.1
CAISO System | EdSan 2 Edwards 3 | 6.08 | 6.61 | 6.72 | 6.93 | 7.37 | 8.81 | 9.08 | 8.63 | 8.33 | 7.52 | 7.12 | 6.63 | Y | South | ID | 100% | C10 - Waiting for Tehachapi cRAS | 9.08
CAISO System | Dracker Solar Unit 4B | 0.25 | 1.88 | 2.19 | 2.75 | 4 | 8.19 | 9 | 7.75 | 6.94 | 4.63 | 3.56 | 2.19 | N | South | FC |  |  | 9
Fresno | MC SWAIN HYDRO | 9 | 9 | 9 | 9 | 9 | 9 | 9 | 9 | 9 | 9 | 9 | 9 | Y | North | FC |  |  | 9
LA Basin | Orange County Energy Storage 2 | 9 | 9 | 9 | 9 | 9 | 9 | 9 | 9 | 9 | 9 | 9 | 9 | Y | South | FC |  |  | 9
CAISO System | Point Wind 1 | 8.39 | 8.92 | 7.84 | 7.51 | 7.99 | 7.32 | 6.8 | 5.17 | 5.34 | 4.95 | 6.68 | 8.09 | N | South | FC |  |  | 8.92
Sierra | Wise Hydro Unit 1 | 3.77 | 4.97 | 5.2 | 6.76 | 8.2 | 7.46 | 8.34 | 8.85 | 7.34 | 4 | 0 | 4.08 | Y | North | FC |  |  | 8.85
CAISO System | Cameron Ridge | 8.32 | 8.85 | 7.78 | 7.45 | 7.92 | 7.26 | 6.75 | 5.13 | 5.3 | 4.91 | 6.62 | 8.02 | N | South | FC |  |  | 8.85
Fresno | Excelsior Solar | 0.24 | 1.8 | 2.1 | 2.64 | 3.84 | 7.86 | 8.64 | 7.44 | 6.66 | 4.44 | 3.42 | 2.1 | N | North | FC |  |  | 8.64
Fresno | Tranquillity 8 Verde | 0.24 | 1.8 | 2.1 | 2.64 | 3.84 | 7.86 | 8.64 | 7.44 | 6.66 | 4.44 | 3.42 | 2.1 | N | North | ID | 100% | C7 Waiting for Bellota-Warnerville 230 kV reconductoring and possibly other | 8.64
Kern | Regulus Solar | 0.24 | 1.8 | 2.1 | 2.64 | 3.84 | 7.86 | 8.64 | 7.44 | 6.66 | 4.44 | 3.42 | 2.1 | N | North | FC |  |  | 8.64
Fresno | North Star Solar 1 | 0.24 | 1.8 | 2.1 | 2.64 | 3.84 | 7.86 | 8.64 | 7.44 | 6.66 | 4.44 | 3.42 | 2.1 | N | North | FC |  |  | 8.64
NCNB | MONTICELLO HYDRO AGGREGATE | 0.28 | 0.47 | 2.27 | 4.03 | 5.12 | 7.93 | 8.52 | 6.81 | 5.5 | 2.5 | 0.73 | 0.48 | N | North | FC |  |  | 8.52
LA Basin | TIFFNY_1_DILLON | 7.95 | 8.46 | 7.43 | 7.12 | 7.57 | 6.94 | 6.45 | 4.9 | 5.06 | 4.69 | 6.33 | 7.66 | N | South | FC |  |  | 8.46
Big Creek-Ventura | Kaweah Unit 1 | 0 | 0 | 0 | 0 | 0 | 8.4 | 6.7 | 0 | 0 | 0 | 0 | 1.2 | Y | South | FC |  |  | 8.4
LA Basin | Painted Hills | 7.87 | 8.37 | 7.35 | 7.04 | 7.49 | 6.87 | 6.38 | 4.85 | 5.01 | 4.65 | 6.26 | 7.58 | N | South | FC |  |  | 8.37
Sierra | ROLLINS HYDRO | 7.78 | 5.81 | 5.23 | 8.3 | 7.56 | 5.64 | 6.46 | 6.2 | 4.62 | 2.38 | 1.18 | 6.6 | Y | North | FC |  |  | 8.3
CAISO System | Resurgence 1 PV | 0.12 | 1.35 | 1.68 | 2.42 | 3.72 | 7.67 | 8.29 | 6.9 | 5.76 | 3.42 | 2.09 | 0.57 | N | South | FC |  | Co-located with KRAMER_1_R1BX3 | 8.29
CAISO System | Rosamond West Solar East Bay 4 | 0.22 | 1.68 | 1.96 | 2.46 | 3.58 | 7.34 | 8.06 | 6.94 | 6.22 | 4.14 | 3.19 | 1.96 | N | South | FC |  |  | 8.06
CAISO System | Rosamond West Solar East Bay 3 | 0.22 | 1.68 | 1.96 | 2.46 | 3.58 | 7.34 | 8.06 | 6.94 | 6.22 | 4.14 | 3.19 | 1.96 | N | South | FC |  |  | 8.06
CAISO System | Proxima Solar 1B | JUN: 7.38; JUL: 8.05; AUG: 6.83; SEP: 5.93; OCT: 3.78; NOV: 2.68; DEC: 1.34 | N | North | FC |  | Co-located with PROXSR_2_PS1BT2. | 8.05
Big Creek-Ventura | Tulare Solar 5 | 0.22 | 1.67 | 1.95 | 2.46 | 3.57 | 7.31 | 8.04 | 6.92 | 6.2 | 4.13 | 3.18 | 1.95 | N | South | FC |  |  | 8.04
LA Basin | ESPN_SCEW_2_PDRP182 | 8.01 | 7.99 | 7.6 | 7.99 | 5.15 | 2.52 | 1.16 | 1.16 | 0.74 | 0.74 | 0.53 | 0.53 | Y | South | FC |  |  | 8.01
CAISO System | Voyager Wind 3 | 7.5 | 7.98 | 7.01 | 6.72 | 7.14 | 6.55 | 6.08 | 4.62 | 4.77 | 4.43 | 5.97 | 7.23 | N | South | FC |  |  | 7.98
CAISO System | BISHOP CREEK PLANT 2 AND 6 | 3.13 | 2.38 | 2.6 | 3.84 | 7.55 | 7.84 | 6.7 | 6.15 | 4.45 | 3.01 | 2.57 | 2.08 | N | South | FC |  |  | 7.84
CAISO System | Rosamond West Solar 1 | 0.22 | 1.62 | 1.89 | 2.38 | 3.46 | 7.07 | 7.78 | 6.7 | 5.99 | 4 | 3.08 | 1.89 | N | South | FC |  |  | 7.78
CAISO System | Rosamond West Solar 2 | 0.22 | 1.62 | 1.89 | 2.38 | 3.46 | 7.07 | 7.78 | 6.7 | 5.99 | 4 | 3.08 | 1.89 | N | South | FC |  |  | 7.78
Sierra | El Dorado Unit 2 | 4.82 | 3.61 | 1.16 | 4.93 | 7.78 | 4.33 | 2.04 | 5.19 | 3.49 | 0.14 | 0 | 0 | N | North | FC |  |  | 7.78
LA Basin | Cabazon Wind Project | 7.24 | 7.71 | 6.77 | 6.49 | 6.9 | 6.32 | 5.87 | 4.46 | 4.61 | 4.28 | 5.76 | 6.98 | N | South | FC |  |  | 7.71
CAISO System | Desert Harvest 2 | 0.17 | 1.49 | 1.77 | 2.41 | 3.54 | 7.15 | 7.7 | 6.45 | 5.71 | 3.71 | 2.62 | 1.28 | N | South | FC |  | Co-located with DSRTHV_2_DH2BT1 (PD) | 7.7
CAISO System | Potrero Hills Energy Producers | 7.7 | 7.67 | 7.54 | 7.57 | 7.03 | 7.39 | 7.56 | 7.54 | 7.52 | 7.41 | 7.47 | 7.22 | N | North | FC |  |  | 7.7
Fresno | FRIANT DAM | 3.74 | 2.68 | 1.36 | 1.72 | 3.8 | 7.65 | 7.09 | 4.13 | 2.57 | 2.31 | 0.59 | 1.67 | N | North | FC |  |  | 7.65
Bay Area | Berkeley Cogeneration | 0.43 | 7.57 | 0.22 | 2.81 | 0.67 | 0.4 | 0.33 | 0.31 | 0 | 0 | 0 | 0 | N | North | FC |  |  | 7.57
CAISO System | KERN CANYON POWERHOUSE | 3.38 | 3.56 | 4.14 | 7.52 | 6.88 | 6.16 | 5.47 | 3.36 | 2.21 | 1.51 | 1.61 | 1.55 | N | North | FC |  |  | 7.52
Sierra | Oroville Cogeneration, LP | 7.5 | 7.5 | 7.5 | 7.5 | 7.5 | 7.5 | 7.5 | 7.5 | 7.5 | 7.5 | 7.5 | 7.5 | Y | North | FC |  |  | 7.5
San Diego-IV | Eastern BESS 1 | 7.5 | 7.5 | 7.5 | 7.5 | 7.5 | 7.5 | 7.5 | 7.5 | 7.5 | 7.5 | 7.5 | 7.5 | Y | South | FC |  |  | 7.5
Big Creek-Ventura | ESPN_SCNW_6_PDRP67 |  |  |  | 5.31 | 4.52 | 4.52 | 7.49 | 7.49 | 7.49 | 4.52 | 5.47 | 5.47 | Y | South | FC |  |  | 7.49
CAISO System | Altamont Landfill Gas to Energy | 7.4 | 7.4 | 7.35 | 6.41 | 7.4 | 7.4 | 7.4 | 7.4 | 7.4 | 7.23 | 7.4 | 7.4 | Y | North | FC |  |  | 7.4
Sierra | El Dorado Unit 1 | 2.28 | 3.32 | 2.76 | 5.08 | 7.4 | 4.29 | 4.39 | 4.1 | 5.44 | 0.14 | 0 | 0 | N | North | FC |  |  | 7.4
CAISO System | De Sabla Hydro | 5.85 | 6.81 | 6.42 | 4.13 | 5.7 | 6.4 | 7.32 | 5.87 | 3.26 | 2.05 | 3.09 | 3.85 | N | North | FC |  |  | 7.32
LA Basin | FPL Energy C Wind | 6.89 | 7.32 | 6.44 | 6.17 | 6.56 | 6.01 | 5.58 | 4.24 | 4.38 | 4.07 | 5.48 | 6.64 | N | South | FC |  |  | 7.32
CAISO System | Daggett 2 b PV | 0.15 | 1.35 | 1.63 | 2.18 | 3.26 | 6.7 | 7.31 | 6.18 | 5.35 | 3.39 | 2.37 | 1.14 | N | South | ID | 100% | Waiting for Mojave RAS. Co-located with CMBLND_2_DS2BT2. | 7.31
San Diego-IV | Clairemont Energy Storage |  |  |  | 7.25 | 7.25 | 7.25 | 7.25 | 7.25 | 7.25 | 7.25 | 7.25 | 7.25 | Y | South | FC |  |  | 7.25
Fresno | Mustang 2 Barbaro Solar | 0.2 | 1.5 | 1.75 | 2.2 | 3.2 | 6.55 | 7.2 | 6.2 | 5.55 | 3.7 | 2.85 | 1.75 | N | North | ID | 100% | C7 - Waiting for Bellota-Warnerville 230 kV reconductoring and possibly other | 7.2
CAISO System | Mammoth G1 | 6.97 | 7.2 | 6.97 | 6.85 | 6.73 | 5.74 | 5.1 | 5.35 | 5.53 | 5.64 | 6.99 | 6.64 | N | South | FC |  |  | 7.2
Fresno | Little Bear 4 | 0.2 | 1.5 | 1.75 | 2.2 | 3.2 | 6.55 | 7.2 | 6.2 | 5.55 | 3.7 | 2.85 | 1.75 | N | North | ID | 100% | C8 - Waiting for Bellota-Warnerville 230 kV reconductoring, Wilson - Le Grand 115 kV line reconductoring and possibly other | 7.2
Big Creek-Ventura | Big Sky Solar 1 | 0.2 | 1.5 | 1.75 | 2.2 | 3.2 | 6.55 | 7.2 | 6.2 | 5.55 | 3.7 | 2.85 | 1.75 | N | South | FC |  | Co-located | 7.2
CAISO System | Alpaugh 50 LLC | 0.2 | 1.5 | 1.75 | 2.2 | 3.2 | 6.55 | 7.2 | 6.2 | 5.55 | 3.7 | 2.85 | 1.75 | N | North | FC |  |  | 7.2
Fresno | Little Bear 4 Solar 5 | 0.2 | 1.5 | 1.75 | 2.2 | 3.2 | 6.55 | 7.2 | 6.2 | 5.55 | 3.7 | 2.85 | 1.75 | N | North | ID | 100% | C8 - Waiting for Bellota-Warnerville 230 kV reconductoring, Wilson - Le Grand 115 kV line reconductoring and possibly other | 7.2
Fresno | Lotus Solar Farm | 0.2 | 1.5 | 1.75 | 2.2 | 3.2 | 6.55 | 7.2 | 6.2 | 5.55 | 3.7 | 2.85 | 1.75 | N | North | FC |  |  | 7.2
CAISO System | Ridgetop I | 6.76 | 7.19 | 6.31 | 6.05 | 6.43 | 5.9 | 5.48 | 4.16 | 4.3 | 3.99 | 5.38 | 6.51 | N | South | FC |  |  | 7.19
CAISO System | Morwind | 6.74 | 7.17 | 6.3 | 6.04 | 6.42 | 5.88 | 5.47 | 4.15 | 4.29 | 3.98 | 5.37 | 6.5 | N | South | FC |  |  | 7.17
Big Creek-Ventura | ESPN_SCEN_6_PDRP103 | 7.05 | 7.04 | 6.7 | 7.04 | 4.62 | 1.68 | 1.58 | 1.58 | 1.37 | 1.37 | 1.16 | 1.16 | Y | South | FC |  |  | 7.05
Kern | CHEVRON USA (EASTRIDGE) | 4.7 | 7.04 | 5.36 | 4.58 | 4.9 | 5.21 | 5.07 | 6.33 | 6.34 | 3.62 | 4.2 | 4.22 | N | North | FC |  |  | 7.04
San Diego-IV | SDG1_1_PDRP86 | 3.21 | 3.66 | 3.59 | 4.44 | 5.67 | 5.95 | 6.97 | 6.37 | 6.66 | 5.54 | 3.49 | 4.44 | Y | South | FC |  |  | 6.97
CAISO System | Copper Mountain 48 | 0.19 | 1.44 | 1.68 | 2.11 | 3.07 | 6.29 | 6.91 | 5.95 | 5.33 | 3.55 | 2.74 | 1.68 | N | South | PD | 16.50 |  | 6.91
Big Creek-Ventura | SEPV Sierra NGR | 6.9 | 6.9 | 6.9 | 6.9 | 6.9 | 6.9 | 6.9 | 6.9 | 6.9 | 6.9 | 6.9 | 6.9 | Y | South | PD | 6.90 | Hybrid - 8.25 MW max to grid - 3.00 MW Solar PV and 7.00 MW BESS - No ITC limitation. | 6.9
Big Creek-Ventura | Houwelings Nurseries Oxnard, Inc | 6.1 | 6.85 | 6.43 | 5.62 | 4.44 | 6.64 | 5.02 | 5.03 | 5.48 | 2.97 | 3.65 | 2.82 | N | South | FC |  |  | 6.85
LA Basin | ESPN_SCEC_1_PDRP193 | NOV: 6.74; DEC: 6.73 | Y | South | FC |  |  | 6.74
Fresno | Wishon/San Joaquin #1-A AGGREGATE | 1.61 | 1.76 | 2.5 | 2.16 | 0.8 | 0.43 | 0 | 0 | 0 | 6.72 | 5.11 | 1.5 | Y | North | FC |  |  | 6.72
Sierra | Haypress Middle | 2.13 | 6.7 | 6.7 | 6.7 | 6.7 | 6.7 | 6.7 | 6.7 | 6.7 | 6.7 | 6.7 | 6.7 | N | North | FC |  |  | 6.7
LA Basin | SCEC_1_PDRP160 | 3.65 | 4.65 | 6.65 | 4.55 | 0 | 0 | 0 | 0 | 0 | 0 | 0.9 | 0 | Y | South | FC |  |  | 6.65
San Diego-IV | Centinels Solar Energy 2 | 0.18 | 1.37 | 1.6 | 2.01 | 2.92 | 5.97 | 6.57 | 5.65 | 5.06 | 3.37 | 2.6 | 1.6 | N | South | FC |  |  | 6.57
CAISO System | Camelot | 0.18 | 1.35 | 1.58 | 1.98 | 2.88 | 5.9 | 6.48 | 5.58 | 5 | 3.33 | 2.57 | 1.58 | N | South | FC |  |  | 6.48
Fresno | International Turbine Research | 6.04 | 6.48 | 5.78 | 6.11 | 6.32 | 4.66 | 4.15 | 3.89 | 4 | 3.35 | 4.23 | 5.41 | N | North | FC |  |  | 6.48
CAISO System | Daggett Solar 3 cd PV | 0.16 | 1.27 | 1.5 | 1.94 | 2.86 | 5.86 | 6.42 | 5.49 | 4.84 | 3.16 | 2.34 | 1.32 | N | South | ID | 100% | Waiting for Mojave RAS. Co-located with SISPRG_2_DS3BT3. | 6.42
LA Basin | San Dimas Hydroelectric Recovery Plant | 0 | 0.8 | 3.6 | 0.8 | 0.8 | 0.8 | 0.8 | 0.8 | 1.6 | 1.6 | 6.4 | 4.8 | Y | South | FC |  |  | 6.4
CAISO System | DIABLO WINDS | 5.91 | 6.34 | 5.66 | 5.98 | 6.18 | 4.56 | 4.06 | 3.81 | 3.91 | 3.28 | 4.14 | 5.29 | N | North | FC |  |  | 6.34
Big Creek-Ventura | Antelope Solar 2 Estrella |  | 1.17 | 1.41 | 1.89 | 2.82 | 5.8 | 6.32 | 5.35 | 4.64 | 2.94 | 2.06 | 1 | N | South | ID | 100% | Waiting for Tehachapi CRAS. Co-located with POLRIS_2_ASEBT1. | 6.32
Big Creek-Ventura | Chiquita Canyon Landfill Fac | 6.23 | 6 | 6.05 | 5.95 | 5.85 | 5.57 | 5.34 | 5.35 | 5.14 | 5.38 | 5.5 | 5.5 | N | South | FC |  |  | 6.23
CAISO System | Arlington | 0 | 0.62 | 0.91 | 1.79 | 2.85 | 6.01 | 6.2 | 4.82 | 3.57 | 1.81 | 0.5 | 0 | N | South | ID | 100% | C8 - Waiting for West of Colorado River cRAS and possibly other-Co-located with SUNCAT_2_A2ABT2, SUNCAT_2_A2BSR2 | 6.2
LA Basin | Los Alamitos 1 | 5.02 | 5.21 | 5.25 | 5.34 | 5.5 | 6.04 | 6.13 | 5.96 | 5.83 | 5.52 | 5.37 | 5.18 | Y | South | FC |  |  | 6.13
LA Basin | Los Alamitos 2 | 5.02 | 5.21 | 5.25 | 5.34 | 5.5 | 6.04 | 6.13 | 5.96 | 5.83 | 5.52 | 5.37 | 5.18 | Y | South | FC |  |  | 6.13
CAISO System | Daggett 2 a PV | 0.09 | 1.01 | 1.25 | 1.79 | 2.74 | 5.66 | 6.12 | 5.1 | 4.28 | 2.57 | 1.59 | 0.48 | N | South | ID | 100% | Waiting for Mojave RAS. Co-located with CMBLND_2_DS2BT1. | 6.12
CAISO System | Dracker Solar Unit 4A | 0.11 | 1.01 | 1.17 | 1.87 | 2.81 | 5.66 | 6.07 | 5.15 | 4.43 | 2.71 | 1.7 | 0.52 | N | South | FC |  | Co-located with DRACKR_2_DSUBT4 | 6.07
Bay Area | ZOND WINDSYSTEMS INC. | 5.62 | 6.02 | 5.37 | 5.68 | 5.87 | 4.33 | 3.85 | 3.62 | 3.72 | 3.11 | 3.93 | 5.03 | N | North | FC |  |  | 6.02
CAISO System | SPICER HYDRO UNITS 1-3 AGGREGATE | 6 | 6 | 6 | 6 | 6 | 6 | 6 | 6 | 6 | 6 | 6 | 6 | Y | North | FC |  |  | 6
LA Basin | Orange County Energy Storage 3 | 6 | 6 | 6 | 6 | 6 | 6 | 6 | 6 | 6 | 6 | 6 | 6 | Y | South | FC |  |  | 6
Bay Area | SANTA CLARA CO-GEN | 6 | 6 | 6 | 6 | 6 | 6 | 6 | 6 | 6 | 6 | 6 | 6 | Y | North | FC |  |  | 6
CAISO System | High Sierra Cogeneration Aggregate | 6 | 6 | 6 | 6 | 6 | 6 | 6 | 6 | 6 | 6 | 6 | 6 | Y | North | FC |  |  | 6
Sierra | HALSEY HYDRO | 1.96 | 2.8 | 3.28 | 4.2 | 4.8 | 4.33 | 5.92 | 5.52 | 4.16 | 0 | 0 | 1.78 | Y | North | FC |  |  | 5.92
LA Basin | San Gorgonio Farms Wind Farm | 5.48 | 5.83 | 5.12 | 4.9 | 5.22 | 4.78 | 4.44 | 3.37 | 3.49 | 3.23 | 4.36 | 5.28 | N | South | FC |  |  | 5.83
Sierra | Haypress Lower | 1.85 | 5.8 | 5.8 | 5.8 | 5.8 | 5.8 | 5.8 | 5.8 | 5.8 | 5.8 | 5.8 | 5.8 | N | North | FC |  |  | 5.8
Fresno | Little Bear Solar 1 | 0.16 | 1.2 | 1.4 | 1.76 | 2.56 | 5.24 | 5.76 | 4.96 | 4.44 | 2.96 | 2.28 | 1.4 | N | North | ID | 100% | C7 - Waiting for Bellota-Warnerville 230 kV reconductoring, Wilson - Le Grand 115 kV line reconductoring and possibly other | 5.76
CAISO System | Rosamond West Solar Clean | 0.16 | 1.2 | 1.4 | 1.76 | 2.56 | 5.24 | 5.76 | 4.96 | 4.44 | 2.96 | 2.28 | 1.4 | N | South | FC |  |  | 5.76
CAISO System | Cuyama Solar | 0.16 | 1.2 | 1.4 | 1.76 | 2.56 | 5.24 | 5.76 | 4.96 | 4.44 | 2.96 | 2.28 | 1.4 | N | North | FC |  |  | 5.76
Stockton | CENTRAL 40 | 0.16 | 1.2 | 1.4 | 1.76 | 2.56 | 5.24 | 5.76 | 4.96 | 4.44 | 2.96 | 2.28 | 1.4 | N | North | FC |  |  | 5.76
CAISO System | California Valley Solar Ranch-Phase B | 0.16 | 1.2 | 1.4 | 1.76 | 2.56 | 5.24 | 5.76 | 4.96 | 4.44 | 2.96 | 2.28 | 1.4 | N | North | FC |  |  | 5.76
LA Basin | H. Gonzales Unit #2 | 5.75 | 5.75 | 5.75 | 5.75 | 5.75 | 5.75 | 5.75 | 5.75 | 5.75 | 5.75 | 5.75 | 5.75 | Y | South | FC |  |  | 5.75
LA Basin | H. Gonzales Unit #1 | 5.75 | 5.75 | 5.75 | 5.75 | 5.75 | 5.75 | 5.75 | 5.75 | 5.75 | 5.75 | 5.75 | 5.75 | Y | South | FC |  |  | 5.75
CAISO System | Argus Cogeneration | 4.75 | 5.75 | 4.49 | 4.47 | 3.15 | 2.06 | 1.14 | 1.48 | 3.39 | 4.18 | 3.73 | 4.61 | N | South | FC |  |  | 5.75
CAISO System | Sky River Wind Repower B | 5.34 | 5.68 | 4.99 | 4.78 | 5.08 | 4.66 | 4.33 | 3.29 | 3.4 | 3.15 | 4.25 | 5.14 | N | South | FC |  |  | 5.68
Sierra | CAMP FAR WEST HYDRO | 0 | 2.08 | 5.6 | 5.44 | 2.64 | 2.48 | 3.36 | 2.94 | 0 | 0 | 0 | 0 | Y | North | FC |  |  | 5.6
LA Basin | ESPN_SCEW_2_PDRP183 |  |  |  | 3.78 | 3.25 | 3.25 | 5.45 | 5.45 | 5.45 | 3.25 | 3.89 | 3.89 | Y | South | FC |  |  | 5.45
LA Basin | Diamond Valley Lake Pump Gen | 1.6 | 5.28 | 0.84 | 0.88 | 2.5 | 0.95 | 0.24 | 0.6 | 0 | 0 | 0 | 0 | N | South | FC |  |  | 5.28
LA Basin | ESPN SCEC_1_PDRP190 | NOV: 5.26; DEC: 5.26 | Y | South | FC |  |  | 5.26
Bay Area | TOSCO (RODEO PLANT) | 4.22 | 5.24 | 4.86 | 3.83 | 2.59 | 4.47 | 2.87 | 2.19 | 2.63 | 4.34 | 2.75 | 3.17 | N | North | FC |  |  | 5.24
CAISO System | Oak Creek | 4.92 | 5.24 | 4.6 | 4.41 | 4.69 | 4.3 | 3.99 | 3.03 | 3.13 | 2.91 | 3.92 | 4.75 | N | South | FC |  |  | 5.24
LA Basin | MM West Covina - ST Unit | 4.88 | 4.87 | 4.87 | 5.22 | 5.16 | 5.12 | 5.07 | 5.02 | 4.99 | 4.77 | 4.94 | 4.94 | N | South | FC |  |  | 5.22
CAISO System | Ridgetop 2 | 4.84 | 5.15 | 4.52 | 4.33 | 4.61 | 4.22 | 3.92 | 2.98 | 3.08 | 2.86 | 3.85 | 4.66 | N | South | FC |  |  | 5.15
CAISO System | Coleman | 4.18 | 5.05 | 5.07 | 4.79 | 4.92 | 2.89 | 2.14 | 0.28 | 1.11 | 1.3 | 1.7 | 3.27 | N | North | FC |  |  | 5.07
Fresno | PGF1_2_PDRP60 | 2.51 | 1.41 | 5.01 | 0 | 0 | 0 | 1.13 | 0 | 0 | 0.1 | 0.9 | 0.39 | Y | North | FC |  |  | 5.01
Sierra | Tierra Buena Energy Storage | 5 | 5 | 5 | 5 | 5 | 5 | 5 | 5 | 5 | 5 | 5 | 5 | Y | North | PD | 5.00 |  | 5
Stockton | SPRING GAP HYDRO | 2.19 | 1.89 | 3.03 | 4.89 | 4.9 | 1.63 | 0 | 0 | 3.1 | 3.9 | 2.53 | 3.22 | N | North | FC |  |  | 4.9
Big Creek-Ventura | ESPN_SCEN_6_PDRP104 |  |  |  | 3.28 | 2.84 | 2.84 | 4.83 | 4.83 | 4.83 | 2.84 | 3.36 | 3.36 | Y | South | FC |  |  | 4.83
CAISO System | Hat Creek #2 | 3.98 | 4.81 | 4.19 | 2.97 | 2.87 | 3.04 | 2.81 | 2.61 | 2.26 | 2.76 | 1.49 | 1.07 | N | North | FC |  |  | 4.81
Big Creek-Ventura | Foothill Hydroelectric Recovery Plant | 2.4 | 2.4 | 1.6 | 4 | 4.8 | 4 | 4.8 | 4 | 4 | 4.8 | 4 | 2.4 | Y | South | FC |  |  | 4.8
CAISO System | Daggett 2 c PV |  | 0.73 | 0.92 | 1.34 | 2.08 | 4.29 | 4.63 | 3.83 | 3.18 | 1.86 | 1.1 | 0.23 | N | South | ID | 100% | Waiting for Mojave RAS. Co-located with CMBLND_2_DS2BT3 | 4.63
Bay Area | Cooperatively Owned Back Up Generator | 4.5 | 4.5 | 4.5 | 4.5 | 4.5 | 4.5 | 4.5 | 4.5 | 4.5 | 4.5 | 4.5 | 4.5 | N | North | FC |  |  | 4.5
San Diego-IV | SDG1_1_PDRP85 | 0.57 | 0.86 | 3.57 | 4.47 | 0 | 0 | 1.12 | 1.12 | 1.12 | 1.16 | 0 | 0.52 | Y | South | FC |  |  | 4.47
CAISO System | Wind Wall Monolith 2 | 4.18 | 4.45 | 3.91 | 3.74 | 3.98 | 3.65 | 3.39 | 2.58 | 2.66 | 2.47 | 3.33 | 4.03 | N | South | FC |  |  | 4.45
Sierra | SPAULDING HYDRO PH 1 & 2 AGGREGATE | 2.98 | 1.65 | 1.8 | 1.92 | 4.44 | 4.4 | 3.41 | 3.62 | 1.2 | 1.2 | 1.6 | 2.58 | Y | North | FC |  |  | 4.44
CAISO System | Resurgence 2 PV | 0.06 | 0.72 | 0.9 | 1.29 | 1.98 | 4.09 | 4.42 | 3.68 | 3.07 | 1.83 | 1.11 | 0.3 | N | South | FC |  | Co-located with KRAMER_1_R1BX3. | 4.42
Big Creek-Ventura | Calabasas Gas-to-Energy Facility | 4.4 | 4.26 | 3.84 | 3.98 | 4.21 | 4.16 | 4.04 | 3.44 | 3.76 | 4.21 | 4.1 | 4.11 | N | South | FC |  |  | 4.4
Fresno | Mustang 4 | 0.12 | 0.9 | 1.05 | 1.32 | 1.92 | 3.93 | 4.32 | 3.72 | 3.33 | 2.22 | 1.71 | 1.05 | N | North | FC |  |  | 4.32
San Diego-IV | MIRAMAR LANDFILL | 3.63 | 3.82 | 3.75 | 4.1 | 4.19 | 4.15 | 4.16 | 4.08 | 4.31 | 4.01 | 3.9 | 3.6 | N | South | FC |  |  | 4.31
CAISO System | Ameresco San Joaquin | 4.3 | 4.3 | 4.3 | 4.3 | 4.3 | 4.3 | 4.3 | 4.3 | 4.3 | 4.3 | 4.3 | 4.3 | N | North | FC |  |  | 4.3
Bay Area | Vasco Road | 4.3 | 4.3 | 4.3 | 4.3 | 4.3 | 4.3 | 4.3 | 4.3 | 4.3 | 4.3 | 4.3 | 4.3 | N | North | FC |  |  | 4.3
CAISO System | McKittrick Cogen | 4.14 | 3.98 | 3.48 | 4.26 | 3.99 | 4.06 | 3.85 | 3.93 | 3.96 | 3.82 | 3.83 | 4.1 | N | North | FC |  |  | 4.26
CAISO System | VOLTA HYDRO UNIT 1 | 4.15 | 4.25 | 1.19 | 0.46 | 2.05 | 1.26 | 0.73 | 0.75 | 1.33 | 1.33 | 1.71 | 2.06 | N | North | FC |  |  | 4.25
LA Basin | Garnet Winds Aggregation | 3.98 | 4.23 | 3.72 | 3.56 | 3.79 | 3.47 | 3.22 | 2.45 | 2.53 | 2.35 | 3.16 | 3.83 | N | South | FC |  |  | 4.23
LA Basin | Mountain View Power Project III | 3.97 | 4.22 | 3.71 | 3.55 | 3.78 | 3.46 | 3.21 | 2.44 | 2.52 | 2.34 | 3.15 | 3.82 | N | South | FC |  |  | 4.22
CAISO System | Forward | 4.2 | 4.2 | 4.2 | 4.2 | 4.2 | 4.2 | 4.2 | 4.2 | 4.2 | 4.2 | 4.2 | 4.2 | N | North | FC |  |  | 4.2
LA Basin | SCEW_2_PDRP122 |  | 4.18 | 0 | 0 | 3.3 | 2.85 | 1.94 | 1.94 | 1.94 | 1.37 | 0 | 0 | Y | South | FC |  |  | 4.18
CAISO System | Marina Land Fill Gas | 4.13 | 3.51 | 3.69 | 4.01 | 3.63 | 3.95 | 4.16 | 4.14 | 4.17 | 3.86 | 3.98 | 3.73 | Y | North | FC |  |  | 4.17
Kern | TEXACO EXPLORATION & PROD (SE KERN RIVER | 1.82 | 2.98 | 3.11 | 2.66 | 2.62 | 2.06 | 2.69 | 3.04 | 2.58 | 4.17 | 3.04 | 2.47 | N | North | FC |  |  | 4.17
CAISO System | Hat Creek #1 | 4.13 | 3.65 | 3.51 | 2.72 | 2.47 | 2.63 | 2.58 | 2.42 | 2.31 | 2.75 | 2.84 | 3.33 | N | North | FC |  |  | 4.13
CAISO System | RIO BRAVO HYDRO | 0.14 | 0.19 | 0 | 1.51 | 2.42 | 4.12 | 3.39 | 1.31 | 0 | 0 | 0 | 0 | N | North | FC |  |  | 4.12
Sierra | Lincoln Landfill Power Plant | 3.68 | 3.75 | 3.84 | 3.86 | 3.97 | 4 | 3.96 | 3.78 | 3.68 | 3.73 | 3.52 | 3.71 | N | North | FC |  |  | 4
LA Basin | Lake Mathews Hydroelectric Recovery Plan | 2.4 | 2.4 | 1.6 | 2.4 | 2.4 | 3.2 | 3.2 | 3.6 | 2.8 | 2.4 | 4 | 1.6 | Y | South | FC |  |  | 4
CAISO System | Voyager Wind 4 | 3.71 | 3.95 | 3.47 | 3.32 | 3.53 | 3.24 | 3.01 | 2.29 | 2.36 | 2.19 | 2.95 | 3.58 | N | South | FC |  |  | 3.95
LA Basin | SCEC_1_PDRP163 |  |  |  |  | 3.44 | 3.89 | 3 | 3 | 3 | 1.93 | 0 | 3.17 | Y | South | FC |  |  | 3.89
Big Creek-Ventura | Isabella Hydro Dam 1 | 3.81 | 2.01 | 1.96 | 2.92 | 2.51 | 3.82 | 3.24 | 2.49 | 2.27 | 1.7 | 1.82 | 1.75 | N | South | FC |  |  | 3.82
San Diego-IV | KELCO QUALIFYING FACILITY | 1.03 | 1.05 | 2.18 | 2.77 | 3.33 | 3.81 | 2.44 | 1.59 | 3.62 | 1.85 | 1.24 | 2.21 | N | South | FC |  |  | 3.81
Sierra | Chili Bar Powerhouse | 1.14 | 0.95 | 1.63 | 3.8 | 3.72 | 1.35 | 0.79 | 1.89 | 1.55 | 1.04 | 0.78 | 1.54 | N | North | FC |  |  | 3.8
CAISO System | ESPN_SCHD_1_PDRP58 | 3.78 | 3.78 | 3.6 | 3.78 | 2.42 | 3.15 | 1.47 | 1.47 | 1.37 | 1.37 | 1.16 | 1.16 | Y | South | FC |  |  | 3.78
Stockton | SIERRA PACIFIC IND. (SONORA) | 2.62 | 2.61 | 2.72 | 2.58 | 3.03 | 3.29 | 3.55 | 3.78 | 3.72 | 3.12 | 2.78 | 2.54 | N | North | FC |  |  | 3.78
CAISO System | Wind Resource II | 3.53 | 3.75 | 3.29 | 3.16 | 3.36 | 3.08 | 2.86 | 2.17 | 2.24 | 2.08 | 2.8 | 3.4 | N | South | FC |  |  | 3.75
San Diego-IV | NRG Borrego Solar One | 0.1 | 0.78 | 0.91 | 1.14 | 1.66 | 3.41 | 3.74 | 3.22 | 2.89 | 1.92 | 1.48 | 0.91 | N | South | FC |  |  | 3.74
CAISO System | CHEVRON USA (CYMRIC) | 3.74 | 3.14 | 2.49 | 2.77 | 2.69 | 2.92 | 2.78 | 1.98 | 1.79 | 2 | 1.75 | 2.15 | N | North | FC |  |  | 3.74
CAISO System | Wind Wall Monolith 1 | 3.51 | 3.73 | 3.28 | 3.14 | 3.34 | 3.06 | 2.84 | 2.16 | 2.23 | 2.07 | 2.79 | 3.38 | N | South | FC |  |  | 3.73
CAISO System | Rising Tree 2 | 3.5 | 3.72 | 3.27 | 3.13 | 3.33 | 3.05 | 2.84 | 2.16 | 2.23 | 2.07 | 2.78 | 3.37 | N | South | FC |  |  | 3.72
NCNB | Redwood Renewable Energy | 3.64 | 3.67 | 3.64 | 3.62 | 3.58 | 3.26 | 2.83 | 2.87 | 3.03 | 2.78 | 3.24 | 3.29 | N | North | FC |  |  | 3.67
LA Basin | Edom Hills Wind Farm | 3.45 | 3.67 | 3.23 | 3.09 | 3.29 | 3.01 | 2.8 | 2.13 | 2.2 | 2.04 | 2.75 | 3.33 | N | South | FC |  |  | 3.67
Bay Area | KELLER CANYON LANDFILL GEN FACILICITY | 3.48 | 3.51 | 3.56 | 3.42 | 3.56 | 3.56 | 3.55 | 3.41 | 3.55 | 3.56 | 3.56 | 3.56 | N | North | FC |  |  | 3.56
CAISO System | SunSelect 1 | 3.33 | 3.39 | 3.04 | 3.01 | 3.34 | 3.54 | 3.53 | 3.56 | 3.4 | 3.16 | 3.38 | 3.45 | Y | South | FC |  |  | 3.56
LA Basin | SCEC_1_PDRP109 | 0.68 | 0 | 0 | 0 | 2.24 | 3.55 | 0 | 0.78 | 0 | 0.11 | 0 | 0.24 | Y | South | FC |  |  | 3.55
Sierra | G2 ENERGY, OSTROM ROAD LLC | 3.55 | 3.55 | 3.55 | 3.55 | 3.55 | 3.55 | 3.55 | 3.55 | 3.55 | 3.55 | 3.55 | 3.55 | N | North | FC |  |  | 3.55
Sierra | SPAULDING HYDRO PH 3 UNIT | 0.8 | 0.79 | 0.79 | 1.09 | 3.42 | 0.73 | 1.68 | 3.53 | 2.96 | 1.93 | 0.62 | 0.82 | N | North | FC |  |  | 3.53
Bay Area | Frick Summit Wind Repower | 3.28 | 3.52 | 3.14 | 3.32 | 3.43 | 2.53 | 2.25 | 2.12 | 2.17 | 1.82 | 2.3 | 2.94 | N | North | FC |  |  | 3.52
CAISO System | BLACK BUTTE HYDRO | 2.04 | 1.6 | 1.3 | 3.5 | 2.7 | 2.57 | 2.02 | 1.83 | 1.5 | 1.5 | 2.1 | 2.51 | Y | North | FC |  |  | 3.5
Fresno | Merced Falls Powerhouse | 3.5 | 3.5 | 3.5 | 3.5 | 3.5 | 3.5 | 3.5 | 3.5 | 3.5 | 3.5 | 3.5 | 3.5 | Y | North | FC |  |  | 3.5
Sierra | DEER CREEK | 1.2 | 1.26 | 0.73 | 0.76 | 2.63 | 3.17 | 3.25 | 3.41 | 3.3 | 2.66 | 1.5 | 1.29 | N | North | FC |  |  | 3.41
CAISO System | Gaskell West 2b | 0.07 | 0.64 | 0.76 | 1.01 | 1.51 | 3.09 | 3.37 | 2.86 | 2.49 | 1.59 | 1.13 | 0.57 | N | South | ID | 100% | Waiting for the Whirlwind and Tehachapi CRAS. Co-located with GASKW1_2_GW2SR1, GASKW1_2_GW2BT1 | 3.37
CAISO System | Cove Hydroelectric Project | 0.78 | 1.58 | 1.66 | 3.3 | 3.3 | 0.8 | 0.22 | 0 | 0 | 0 | 0 | 0.24 | Y | North | FC |  |  | 3.3
Big Creek-Ventura | CALGREN-PIXLEY | 2.38 | 2.46 | 2.16 | 1.86 | 1.89 | 2 | 2.06 | 2.69 | 3 | 3.17 | 3.27 | 3.29 | N | South | FC |  |  | 3.29
Sierra | NEWCASTLE HYDRO | 0.95 | 2.47 | 3.29 | 1.43 | 0.3 | 0 | 0.33 | 0 | 0 | 0.52 | 0 | 1.19 | N | North | FC |  |  | 3.29
CAISO System | Fifth Standard Solar |  |  |  |  | 1.47 | 3.03 | 3.27 | 2.7 | 2.23 | 1.3 | 0.75 | 0.13 | N | North | PD | 25% | Co-located with FIFTHS_2_FSSBT. | 3.27
NCNB | Sonoma County Landfill | 3.07 | 2.54 | 3.24 | 3.21 | 2.87 | 2.61 | 3.15 | 3.05 | 3.02 | 3.02 | 3.13 | 2.87 | N | North | FC |  |  | 3.24
LA Basin | SCEC_1_PDRP108 | 0.33 | 0 | 0 | 0 | 0 | 0 | 0 | 3.21 | 0 | 0.52 | 0 | 0 | Y | South | FC |  |  | 3.21
LA Basin | Yorba Linda Hydroelectric Recovery Plant | 0 | 0 | 0 | 0 | 0 | 0 | 1.6 | 2.4 | 3.2 | 2.4 | 2.4 | 0 | Y | South | FC |  |  | 3.2
Fresno | VLTS_PDR_PGF1_03 | 3.2 | 3.2 | 3.2 | 3.2 | 3.2 | 3 | 3.2 | 3.2 | 3.2 | 3.2 | 3.2 | 3.2 | Y | North | FC |  |  | 3.2
Bay Area | LaBrisa Wind Project | 2.96 | 3.17 | 2.83 | 2.99 | 3.09 | 2.28 | 2.03 | 1.9 | 1.96 | 1.64 | 2.07 | 2.65 | N | North | FC |  |  | 3.17
CAISO System | SOUTH HYDRO | 2.73 | 3.12 | 2.46 | 1.15 | 2.32 | 1.45 | 1.26 | 1.07 | 1.04 | 1.11 | 1.36 | 1.35 | N | North | FC |  |  | 3.12
LA Basin | Buckwind Re-powering project | 2.92 | 3.1 | 2.72 | 2.61 | 2.78 | 2.54 | 2.36 | 1.8 | 1.86 | 1.72 | 2.32 | 2.81 | N | South | FC |  |  | 3.1
CAISO System | SANTA CRUZ LANDFILL GENERATING PLANT | 3.04 | 3.04 | 3.04 | 3.04 | 3.04 | 3.04 | 3.04 | 3.04 | 3.04 | 3.04 | 3.04 | 3.04 | N | North | FC |  |  | 3.04
Big Creek-Ventura | ESPN_SCNW_6_PDRP66 | 3.01 | 2.94 | 2.8 | 2.94 | 1.89 | 0.21 | 0.21 | 0.21 | 0.11 | 0.11 | 0.11 | 0.11 | Y | South | FC |  |  | 3.01
CAISO System | SEPV Barbara 3 |  | 3 | 3 | 3 | 3 | 3 | 3 | 3 | 3 | 3 | 3 | 3 | Y | North | ID | 100% | Waiting for QC8RAS-08 as potentially more | 3
CAISO System | Putah Creek Solar Farm North | 3 | 3 | 3 | 3 | 3 | 3 | 3 | 3 | 3 | 3 | 3 | 3 | Y | North | ID | 100% | Hybrid - C12 - Waiting for Bay Area ADNU and possibly other - PV 3.00 MW and ESS 3.00 MW with Max output 3.00 MW. | 3
San Diego-IV | SDG1_1_PDRP04 | 0.62 | 0.62 | 0.68 | 1.31 | 1.93 | 2.66 | 2.98 | 2.98 | 2.98 | 1.81 | 0.81 | 0.74 | Y | South | FC |  |  | 2.98
Sierra | OXBOW HYDRO | 2.1 | 1.45 | 1.51 | 2.92 | 1.54 | 1.24 | 1.83 | 2.41 | 1.64 | 0.02 | 0.97 | 1.18 | N | North | FC |  |  | 2.92
CAISO System | Maricopa West Solar PV | 0.08 | 0.6 | 0.7 | 0.88 | 1.28 | 2.62 | 2.88 | 2.48 | 2.22 | 1.48 | 1.14 | 0.7 | N | North | FC |  |  | 2.88
CAISO System | Lost Hills Solar | 0.08 | 0.6 | 0.7 | 0.88 | 1.28 | 2.62 | 2.88 | 2.48 | 2.22 | 1.48 | 1.14 | 0.7 | N | North | FC |  |  | 2.88
Big Creek-Ventura | Rosamond Two | 0.08 | 0.6 | 0.7 | 0.88 | 1.28 | 2.62 | 2.88 | 2.48 | 2.22 | 1.48 | 1.14 | 0.7 | N | South | FC |  |  | 2.88
Kern | Redwood Solar Farm 4 | 0.08 | 0.6 | 0.7 | 0.88 | 1.28 | 2.62 | 2.88 | 2.48 | 2.22 | 1.48 | 1.14 | 0.7 | N | North | FC |  |  | 2.88
Fresno | Little Bear 3 Solar | 0.08 | 0.6 | 0.7 | 0.88 | 1.28 | 2.62 | 2.88 | 2.48 | 2.22 | 1.48 | 1.14 | 0.7 | N | North | ID | 100% | C7 - Waiting for Bellota-Warnerville 230 kV reconductoring, Wilson - Le Grand 115 kV line reconductoring and possibly other | 2.88
Fresno | Kent South | 0.08 | 0.6 | 0.7 | 0.88 | 1.28 | 2.62 | 2.88 | 2.48 | 2.22 | 1.48 | 1.14 | 0.7 | N | North | ID | 100% | 24TPD - Waiting for Manning and many other projects. | 2.88
Fresno | Huron Solar Station | 0.08 | 0.6 | 0.7 | 0.88 | 1.28 | 2.62 | 2.88 | 2.48 | 2.22 | 1.48 | 1.14 | 0.7 | N | North | FC |  |  | 2.88
CAISO System | Kingbird Solar B | 0.08 | 0.6 | 0.7 | 0.88 | 1.28 | 2.62 | 2.88 | 2.48 | 2.22 | 1.48 | 1.14 | 0.7 | N | South | FC |  |  | 2.88
CAISO System | Kingbird Solar A | 0.08 | 0.6 | 0.7 | 0.88 | 1.28 | 2.62 | 2.88 | 2.48 | 2.22 | 1.48 | 1.14 | 0.7 | N | South | FC |  |  | 2.88
Kern | South Kern Solar PV Plant | 0.08 | 0.6 | 0.7 | 0.88 | 1.28 | 2.62 | 2.88 | 2.48 | 2.22 | 1.48 | 1.14 | 0.7 | N | North | FC |  |  | 2.88
CAISO System | Wildwood Solar I | 0.08 | 0.6 | 0.7 | 0.88 | 1.28 | 2.62 | 2.88 | 2.48 | 2.22 | 1.48 | 1.14 | 0.7 | N | North | FC |  |  | 2.88
Big Creek-Ventura | Antelope Big Sky Ranch | 0.08 | 0.6 | 0.7 | 0.88 | 1.28 | 2.62 | 2.88 | 2.48 | 2.22 | 1.48 | 1.14 | 0.7 | N | South | FC |  | Co-located | 2.88
Big Creek-Ventura | Big Sky Summer | 0.08 | 0.6 | 0.7 | 0.88 | 1.28 | 2.62 | 2.88 | 2.48 | 2.22 | 1.48 | 1.14 | 0.7 | N | South | FC |  | Co-located | 2.88
Fresno | Tranquillity 8 Amarillo | 0.08 | 0.6 | 0.7 | 0.88 | 1.28 | 2.62 | 2.88 | 2.48 | 2.22 | 1.48 | 1.14 | 0.7 | N | North | ID | 100% | C7 Waiting for Bellota-Warnerville 230 kV reconductoring and possibly other | 2.88
Fresno | Tranquillity 8 Azul | 0.08 | 0.6 | 0.7 | 0.88 | 1.28 | 2.62 | 2.88 | 2.48 | 2.22 | 1.48 | 1.14 | 0.7 | N | North | ID | 100% | C7 Waiting for Bellota-Warnerville 230 kV reconductoring and possibly other | 2.88
CAISO System | Longboat Solar | 0.08 | 0.6 | 0.7 | 0.88 | 1.28 | 2.62 | 2.88 | 2.48 | 2.22 | 1.48 | 1.14 | 0.7 | N | South | FC |  |  | 2.88
Kern | Shafter Solar | 0.08 | 0.6 | 0.7 | 0.88 | 1.28 | 2.62 | 2.88 | 2.48 | 2.22 | 1.48 | 1.14 | 0.7 | N | North | FC |  |  | 2.88
Big Creek-Ventura | West Antelope Solar | 0.08 | 0.6 | 0.7 | 0.88 | 1.28 | 2.62 | 2.88 | 2.48 | 2.22 | 1.48 | 1.14 | 0.7 | N | South | FC |  |  | 2.88
CAISO System | Atwell West | 0.08 | 0.6 | 0.7 | 0.88 | 1.28 | 2.62 | 2.88 | 2.48 | 2.22 | 1.48 | 1.14 | 0.7 | N | North | FC |  |  | 2.88
Fresno | RE Kansas South | 0.08 | 0.6 | 0.7 | 0.88 | 1.28 | 2.62 | 2.88 | 2.48 | 2.22 | 1.48 | 1.14 | 0.7 | N | North | ID | 100% | 24TPD - Waiting for Manning and many other projects. | 2.88
Fresno | Kansas | 0.08 | 0.6 | 0.7 | 0.88 | 1.28 | 2.62 | 2.88 | 2.48 | 2.22 | 1.48 | 1.14 | 0.7 | N | North | FC |  |  | 2.88
Big Creek-Ventura | Rosamond One | 0.08 | 0.6 | 0.7 | 0.88 | 1.28 | 2.62 | 2.88 | 2.48 | 2.22 | 1.48 | 1.14 | 0.7 | N | South | FC |  |  | 2.88
CAISO System | Atwell Island PV Solar Generating Faci. | 0.08 | 0.6 | 0.7 | 0.88 | 1.28 | 2.62 | 2.88 | 2.48 | 2.22 | 1.48 | 1.14 | 0.7 | N | North | FC |  |  | 2.88
CAISO System | Garland A | 0.08 | 0.6 | 0.7 | 0.88 | 1.28 | 2.62 | 2.88 | 2.48 | 2.22 | 1.48 | 1.14 | 0.7 | N | South | FC |  | Co-located with GARLND_2_GARBT1, GARLND_2_GASLR | 2.88
CAISO System | Frontier Solar | 0.08 | 0.6 | 0.7 | 0.88 | 1.28 | 2.62 | 2.88 | 2.48 | 2.22 | 1.48 | 1.14 | 0.7 | N | North | FC |  |  | 2.88
CAISO System | Coronal Lost Hills | 0.08 | 0.6 | 0.7 | 0.88 | 1.28 | 2.62 | 2.88 | 2.48 | 2.22 | 1.48 | 1.14 | 0.7 | N | North | FC |  |  | 2.88
LA Basin | AP North Lake Solar | 0.08 | 0.6 | 0.7 | 0.88 | 1.28 | 2.62 | 2.88 | 2.48 | 2.22 | 1.48 | 1.14 | 0.7 | N | South | FC |  |  | 2.88
CAISO System | Rio Bravo Solar 1 | 0.08 | 0.6 | 0.7 | 0.88 | 1.28 | 2.62 | 2.88 | 2.48 | 2.22 | 1.48 | 1.14 | 0.7 | N | North | FC |  |  | 2.88
CAISO System | Sunray 2 | 0.08 | 0.6 | 0.7 | 0.88 | 1.28 | 2.62 | 2.88 | 2.48 | 2.22 | 1.48 | 1.14 | 0.7 | N | South | FC |  |  | 2.88
San Diego-IV | Jacumba Solar Farm | 0.08 | 0.6 | 0.7 | 0.88 | 1.28 | 2.62 | 2.88 | 2.48 | 2.22 | 1.48 | 1.14 | 0.7 | N | South | FC |  |  | 2.88
Big Creek-Ventura | Portal Ridge B | 0.08 | 0.6 | 0.7 | 0.88 | 1.28 | 2.62 | 2.88 | 2.48 | 2.22 | 1.48 | 1.14 | 0.7 | N | South | FC |  |  | 2.88
CAISO System | Mojave West | 0.08 | 0.6 | 0.7 | 0.88 | 1.28 | 2.62 | 2.88 | 2.48 | 2.22 | 1.48 | 1.14 | 0.7 | N | South | FC |  |  | 2.88
Big Creek-Ventura | Oasis Solar | 0.08 | 0.6 | 0.7 | 0.88 | 1.28 | 2.62 | 2.88 | 2.48 | 2.22 | 1.48 | 1.14 | 0.7 | N | South | FC |  |  | 2.88
Fresno | Burford Giffen | 0.08 | 0.6 | 0.7 | 0.88 | 1.28 | 2.62 | 2.88 | 2.48 | 2.22 | 1.48 | 1.14 | 0.7 | N | North | FC |  |  | 2.88
CAISO System | Gaskell West 5 | 0.08 | 0.6 | 0.7 | 0.88 | 1.28 | 2.62 | 2.88 | 2.48 | 2.22 | 1.48 | 1.14 | 0.7 | N | South | ID | 100% | Waiting for the Whirlwind and Tehachapi CRAS | 2.88
CAISO System | Windhub Solar A | 0.08 | 0.6 | 0.7 | 0.88 | 1.28 | 2.62 | 2.88 | 2.48 | 2.22 | 1.48 | 1.14 | 0.7 | N | South | FC |  |  | 2.88
Fresno | Stroud Solar Station | 0.08 | 0.6 | 0.7 | 0.88 | 1.28 | 2.62 | 2.88 | 2.48 | 2.22 | 1.48 | 1.14 | 0.7 | N | North | FC |  |  | 2.88
Fresno | Cantua Solar Station | 0.08 | 0.6 | 0.7 | 0.88 | 1.28 | 2.62 | 2.88 | 2.48 | 2.22 | 1.48 | 1.14 | 0.7 | N | North | FC |  |  | 2.88
CAISO System | Gates Solar Station | 0.08 | 0.6 | 0.7 | 0.88 | 1.28 | 2.62 | 2.88 | 2.48 | 2.22 | 1.48 | 1.14 | 0.7 | N | North | FC |  |  | 2.88
CAISO System | Gaskell West 4 | 0.08 | 0.6 | 0.7 | 0.88 | 1.28 | 2.62 | 2.88 | 2.48 | 2.22 | 1.48 | 1.14 | 0.7 | N | South | ID | 100% | Waiting for the Whirlwind and Tehachapi CRAS | 2.88
Kern | Old River One | 0.08 | 0.6 | 0.7 | 0.88 | 1.28 | 2.62 | 2.88 | 2.48 | 2.22 | 1.48 | 1.14 | 0.7 | N | North | FC |  |  | 2.88
Fresno | Sun City Solar Project | 0.08 | 0.6 | 0.7 | 0.88 | 1.28 | 2.62 | 2.88 | 2.48 | 2.22 | 1.48 | 1.14 | 0.7 | N | North | ID | 100% | 18DGD Waiting for Reconductor Los Banos-Padre Flat-Panoche 230 kV, QC8RAS-08 RAS and possibly other | 2.88
Fresno | Corcoran Solar | 0.08 | 0.6 | 0.7 | 0.88 | 1.28 | 2.62 | 2.88 | 2.48 | 2.22 | 1.48 | 1.14 | 0.7 | N | North | FC |  |  | 2.88
CAISO System | Alpaugh North, LLC | 0.08 | 0.6 | 0.7 | 0.88 | 1.28 | 2.62 | 2.88 | 2.48 | 2.22 | 1.48 | 1.14 | 0.7 | N | North | FC |  |  | 2.88
CAISO System | Rio Bravo Solar 2 | 0.08 | 0.6 | 0.7 | 0.88 | 1.28 | 2.62 | 2.88 | 2.48 | 2.22 | 1.48 | 1.14 | 0.7 | N | North | FC |  |  | 2.88
CAISO System | Pumpjack Solar I | 0.08 | 0.6 | 0.7 | 0.88 | 1.28 | 2.62 | 2.88 | 2.48 | 2.22 | 1.48 | 1.14 | 0.7 | N | North | FC |  |  | 2.88
CAISO System | Gaskell West 3 | 0.08 | 0.6 | 0.7 | 0.88 | 1.28 | 2.62 | 2.88 | 2.48 | 2.22 | 1.48 | 1.14 | 0.7 | N | South | ID | 100% | Waiting for the Whirlwind and Tehachapi CRAS | 2.88
CAISO System | White River Solar | 0.08 | 0.6 | 0.7 | 0.88 | 1.28 | 2.62 | 2.88 | 2.48 | 2.22 | 1.48 | 1.14 | 0.7 | N | North | FC |  |  | 2.88
Fresno | CID Solar | 0.08 | 0.6 | 0.7 | 0.88 | 1.28 | 2.62 | 2.88 | 2.48 | 2.22 | 1.48 | 1.14 | 0.7 | N | North | FC |  |  | 2.88
CAISO System | Gaskell West 1 | 0.08 | 0.6 | 0.7 | 0.88 | 1.28 | 2.62 | 2.88 | 2.48 | 2.22 | 1.48 | 1.14 | 0.7 | N | South | FC |  |  | 2.88
CAISO System | Adobe Solar | 0.08 | 0.6 | 0.7 | 0.88 | 1.28 | 2.62 | 2.88 | 2.48 | 2.22 | 1.48 | 1.14 | 0.7 | N | North | FC |  |  | 2.88
Big Creek-Ventura | NICOLIS | 0.08 | 0.6 | 0.7 | 0.88 | 1.28 | 2.62 | 2.88 | 2.48 | 2.22 | 1.48 | 1.14 | 0.7 | N | South | FC |  |  | 2.88
Fresno | Guernsey Solar Station | 0.08 | 0.6 | 0.7 | 0.88 | 1.28 | 2.62 | 2.88 | 2.48 | 2.22 | 1.48 | 1.14 | 0.7 | N | North | FC |  |  | 2.88
CAISO System | White River West | 0.08 | 0.59 | 0.69 | 0.87 | 1.26 | 2.59 | 2.84 | 2.45 | 2.19 | 1.46 | 1.13 | 0.69 | N | North | FC |  |  | 2.84
Fresno | Corcoran 2 | 0.08 | 0.59 | 0.69 | 0.87 | 1.26 | 2.59 | 2.84 | 2.45 | 2.19 | 1.46 | 1.13 | 0.69 | N | North | FC |  |  | 2.84
CAISO System | Fellow QF Aggregate | 2.44 | 2.39 | 2.43 | 2.42 | 2.73 | 2.7 | 2.58 | 2.6 | 2.76 | 2.82 | 2.78 | 2.82 | N | North | FC |  |  | 2.82
Bay Area | Columbia Solar Energy II | 0.08 | 0.57 | 0.67 | 0.84 | 1.22 | 2.49 | 2.74 | 2.36 | 2.11 | 1.41 | 1.08 | 0.67 | N | North | FC |  |  | 2.74
Fresno | Adams East | 0.08 | 0.57 | 0.67 | 0.84 | 1.22 | 2.49 | 2.74 | 2.36 | 2.11 | 1.41 | 1.08 | 0.67 | N | North | ID | 100% | 24TPD - Waiting for Manning and many other projects. | 2.74
LA Basin | SCEC_1_PDRP121 |  |  |  |  | 2.55 | 2.71 | 0 | 0.59 | 0 | 0 | 0 | 0 | Y | South | FC |  |  | 2.71
CAISO System | Point Wind 2 | 2.54 | 2.71 | 2.38 | 2.28 | 2.42 | 2.22 | 2.06 | 1.57 | 1.62 | 1.5 | 2.02 | 2.45 | N | South | FC |  |  | 2.71
CAISO System | STONEY GORGE HYDRO AGGREGATE | 1.8 | 2.4 | 2.7 | 2.2 | 1.6 | 1.7 | 2.2 | 2 | 1.4 | 0.4 | 0.1 | 0.9 | Y | North | FC |  |  | 2.7
Fresno | VLTS_PDR_PGF1_02 | 2.67 | 2.13 | 2.13 | 2.13 | 2.13 | 2 | 2.13 | 2.13 | 2.13 | 2.13 | 2.13 | 2.13 | Y | North | FC |  |  | 2.67
CAISO System | VLTS_PDR_PGZP_1 | 2.28 | 2.67 | 2.13 | 2.13 | 2.13 | 2 | 2.13 | 2.13 | 1.81 | 1.81 | 1.81 | 1.81 | Y | North | FC |  |  | 2.67
Bay Area | VLTS_PDR_PGSB_04 |  |  |  | 2.13 | 2.67 | 2.67 | 1.6 | 1.6 | 1.95 | 1.6 | 0 | 0 | Y | North | FC |  |  | 2.67
Bay Area | VLTS_PDR_PGEB_1 |  |  |  | 2.13 | 2.67 | 2.67 | 2.67 | 2.67 | 1.6 | 1.28 | 0 | 0 | Y | North | FC |  |  | 2.67
Fresno | Summer Wheat Solar Farm | 0.07 | 0.56 | 0.65 | 0.81 | 1.18 | 2.42 | 2.66 | 2.29 | 2.05 | 1.37 | 1.05 | 0.65 | N | North | FC |  |  | 2.66
CAISO System | Voyager Wind Oasis Alta | 2.47 | 2.63 | 2.31 | 2.21 | 2.35 | 2.16 | 2 | 1.52 | 1.57 | 1.46 | 1.97 | 2.38 | N | South | FC |  |  | 2.63
CAISO System | PGZP_2_PDRP34 |  |  |  |  | 0.56 | 2.61 | 1.67 | 0 | 0.29 | 0 | 0.9 | 0 | Y | North | FC |  |  | 2.61
Fresno | Westlands Solar Farm PV 1 | 0.07 | 0.54 | 0.63 | 0.79 | 1.15 | 2.36 | 2.59 | 2.23 | 2 | 1.33 | 1.03 | 0.63 | N | North | ID | 100% | 24TPD - Waiting for Manning and many other projects. | 2.59
CAISO System | Catalina Solar 2 | 0.07 | 0.54 | 0.63 | 0.79 | 1.15 | 2.36 | 2.59 | 2.23 | 2 | 1.33 | 1.03 | 0.63 | N | South | FC |  |  | 2.59
Big Creek-Ventura | Big Sky Solar 7 | 0.06 | 0.52 | 0.61 | 0.79 | 1.15 | 2.36 | 2.58 | 2.21 | 1.94 | 1.27 | 0.94 | 0.53 | N | South | FC |  | Co-located | 2.58
Big Creek-Ventura | Big Sky Solar 6 | 0.06 | 0.52 | 0.61 | 0.79 | 1.15 | 2.36 | 2.58 | 2.21 | 1.94 | 1.27 | 0.94 | 0.53 | N | South | FC |  | Co-located | 2.58
Big Creek-Ventura | Big Sky Solar 3 | 0.06 | 0.52 | 0.61 | 0.79 | 1.15 | 2.36 | 2.58 | 2.21 | 1.94 | 1.27 | 0.94 | 0.53 | N | South | FC |  | Co-located | 2.58
Big Creek-Ventura | Big Sky Solar 8 | 0.06 | 0.52 | 0.61 | 0.79 | 1.15 | 2.36 | 2.58 | 2.21 | 1.94 | 1.27 | 0.94 | 0.53 | N | South | FC |  | Co-located | 2.58
Fresno | CHEVRON USA (COALINGA) | 1.11 | 0.99 | 1.31 | 1.13 | 1.63 | 1.87 | 1.73 | 2.24 | 2.54 | 1.9 | 1.25 | 1.08 | N | North | FC |  |  | 2.54
CAISO System | HATCHET CREEK | 1.77 | 1.66 | 1.39 | 2.53 | 1.57 | 0.24 | 0 | 0 | 0 | 0.14 | 0.09 | 0.41 | N | North | FC |  |  | 2.53
LA Basin | ESPN_SCEW_2_PDRP185 |  |  |  | 1.54 | 1.39 | 1.39 | 2.48 | 2.48 | 2.48 | 1.39 | 1.58 | 1.58 | Y | South | FC |  |  | 2.48
Big Creek-Ventura | SCEN_6_PDRP59 | 0.1 | 1.04 | 1.74 | 0 | 0 | 0 | 2.43 | 0.16 | 0.11 | 0 | 0 | 0 | Y | South | FC |  |  | 2.43
Sierra | MM Yolo Power LLC | 2.14 | 2.4 | 2.42 | 2.4 | 1.94 | 2.01 | 2 | 2.26 | 2.32 | 2.39 | 2.37 | 2.24 | N | North | FC |  |  | 2.42
Kern | Redcrest Solar Farm | 0.07 | 0.5 | 0.58 | 0.73 | 1.07 | 2.18 | 2.4 | 2.07 | 1.85 | 1.23 | 0.95 | 0.58 | N | North | FC |  |  | 2.4
CAISO System | PGZP_2_PDRP35 | 0.26 | 0 | 0 | 1.03 | 0 | 2.4 | 0 | 0 | 0.16 | 0 | 0 | 0 | Y | North | FC |  |  | 2.4
LA Basin | MWD Perris Hydroelectric Recovery Plant | 0 | 0 | 0 | 0 | 0 | 0 | 2.4 | 2.4 | 0 | 0 | 0 | 0 | Y | South | FC |  |  | 2.4
LA Basin | San Gorgonio East | 2.23 | 2.37 | 2.08 | 1.99 | 2.12 | 1.94 | 1.81 | 1.37 | 1.42 | 1.31 | 1.77 | 2.15 | N | South | FC |  |  | 2.37
LA Basin | SCEW_2_PDRP19 | 0.93 | 0.93 | 1.02 | 1 | 1.51 | 2.02 | 2.35 | 2.35 | 2.35 | 1.43 | 1.23 | 1.11 | Y | South | FC |  |  | 2.35
Fresno | VLTS_PDR_PGF1_01 | 2.34 | 1.28 | 1.28 | 1.28 | 1.28 | 1.2 | 1.28 | 1.28 | 1.28 | 1.28 | 1.28 | 1.28 | Y | North | FC |  |  | 2.34
Stockton | CAMANCHE UNITS 1, 2 & 3 AGGREGATE | 1.62 | 1.67 | 1.74 | 1.99 | 2.31 | 0.99 | 0.83 | 0.88 | 0.48 | 0.52 | 0.95 | 1.4 | N | North | FC |  |  | 2.31
CAISO System | OLSEN POWER PARTNERS | 1.16 | 0.88 | 0.97 | 2.3 | 2.06 | 0.57 | 0.02 | 0 | 0 | 0.11 | 0.09 | 0.35 | N | North | FC |  |  | 2.3
San Diego-IV | SDG1_1_PDRP30 | JUN: 2.3; JUL: 0; AUG: 0; SEP: 0; OCT: 0; NOV: 0; DEC: 0 | Y | South | FC |  |  | 2.3
Fresno | PGF1_2_PDRP04 | JUL: 1.85; AUG: 2.18; SEP: 2.3; OCT: 0.1; NOV: 0; DEC: 0 | Y | North | FC |  |  | 2.3
Fresno | Sand Drag Solar Project | 0.07 | 0.48 | 0.56 | 0.7 | 1.02 | 2.08 | 2.29 | 1.97 | 1.76 | 1.18 | 0.9 | 0.56 | N | North | ID | 83.58% | 18DGD (83.58% or 15.88 MW of 19 MW) Waiting for Reconductor Los Banos-Padre Flat-Panoche 230 kV, Gates #13 500/230 kV and possibly other | 2.29
CAISO System | Cameron Ridge 2 | 2.1 | 2.24 | 1.97 | 1.88 | 2 | 1.83 | 1.7 | 1.3 | 1.34 | 1.24 | 1.67 | 2.03 | N | South | FC |  |  | 2.24
LA Basin | ELLIS QFS | 2.08 | 2.23 | 1.7 | 1.97 | 1.92 | 2.2 | 1.6 | 0.76 | 1 | 1 | 1.01 | 0.98 | N | South | FC |  |  | 2.23
CAISO System | SCHD_1_PDRP43 |  |  |  |  | 2.21 | 0 | 0 | 0.11 | 0.34 | 0.22 | 0 | 0 | Y | South | FC |  |  | 2.21
LA Basin | Karen Avenue Wind Farm | 2.07 | 2.2 | 1.93 | 1.85 | 1.97 | 1.8 | 1.68 | 1.27 | 1.32 | 1.22 | 1.64 | 1.99 | N | South | FC |  |  | 2.2
Fresno | PGF1_2_PDRP11 | 0.6 | 0.8 | 0.3 | 0.92 | 1.8 | 1.9 | 2.12 | 2.2 | 1.8 | 0.6 | 0.8 | 0.8 | Y | North | FC |  |  | 2.2
Sierra | NID Hydro Bowman Powerhouse | 0.15 | 0.06 | 0.07 | 0.21 | 1.6 | 1.23 | 2.18 | 2 | 1.5 | 1.03 | 0.24 | 0.18 | N | North | FC |  |  | 2.18
Bay Area | PGSF_2_PDRP37 |  |  |  |  | 2.17 | 0 | 0 | 0.12 | 0 | 0 | 0 | 0.31 | Y | North | FC |  |  | 2.17
Fresno | Five Points Solar Station | 0.06 | 0.45 | 0.53 | 0.66 | 0.96 | 1.97 | 2.16 | 1.86 | 1.67 | 1.11 | 0.86 | 0.53 | N | North | FC |  |  | 2.16
CAISO System | Morelos Solar | 0.06 | 0.45 | 0.53 | 0.66 | 0.96 | 1.97 | 2.16 | 1.86 | 1.67 | 1.11 | 0.86 | 0.53 | N | North | FC |  |  | 2.16
Bay Area | PGSB_1_PDRP60 |  |  |  |  | 2.16 | 0 | 0 | 1.09 | 0 | 0 | 0.9 | 0.3 | Y | North | FC |  |  | 2.16
CAISO System | Columbia Two | 0.06 | 0.45 | 0.53 | 0.66 | 0.96 | 1.97 | 2.16 | 1.86 | 1.67 | 1.11 | 0.86 | 0.53 | N | South | FC |  |  | 2.16
Fresno | Westside Solar Station | 0.06 | 0.45 | 0.53 | 0.66 | 0.96 | 1.97 | 2.16 | 1.86 | 1.67 | 1.11 | 0.86 | 0.53 | N | North | FC |  |  | 2.16
CAISO System | Wildwood Solar 2 | 0.06 | 0.45 | 0.53 | 0.66 | 0.96 | 1.97 | 2.16 | 1.86 | 1.67 | 1.11 | 0.86 | 0.53 | N | North | FC |  |  | 2.16
Kern | Woodmere Solar Farm | 0.06 | 0.45 | 0.52 | 0.66 | 0.96 | 1.96 | 2.16 | 1.86 | 1.66 | 1.11 | 0.85 | 0.52 | N | North | FC |  |  | 2.16
LA Basin | SCEW_2_PDRP47 |  |  |  | 0.98 | 1.4 | 2 | 2.15 | 2.15 | 2.15 | 1.3 | 0 | 0 | Y | South | FC |  |  | 2.15
Fresno | Mustang 3 | 0.06 | 0.45 | 0.52 | 0.66 | 0.96 | 1.96 | 2.15 | 1.85 | 1.66 | 1.11 | 0.85 | 0.52 | N | North | PD | 37.37% |  | 2.15
Big Creek-Ventura | SCNW_6_PDRP45 | 0.11 | 2.13 | 0 | 0 | 0.12 | 0 | 0.16 | 0.13 | 0 | 0 | 0.96 | 0.41 | Y | South | FC |  |  | 2.13
Bay Area | VLTS_PDR_PGSB_05 | JUL: 2.13; AUG: 2.13; SEP: 1.6; OCT: 1.07; NOV: 0; DEC: 0 | Y | North | FC |  |  | 2.13
Bay Area | VLTS_PDR_PGCC_03 |  |  |  | 1.07 | 2.13 | 1.07 | 1.07 | 1.07 | 1.07 | 0.93 | 0 | 0 | Y | North | FC |  |  | 2.13
San Diego-IV | SDG1_1_PDRP06 | 0.3 | 0.3 | 0.3 | 0.15 | 1.1 | 1.1 | 2.02 | 2.12 | 1.9 | 1.94 | 0.2 | 0 | Y | South | FC |  |  | 2.12
LA Basin | SCEC_1_PDRP161 |  |  |  |  | 0.94 | 2.11 | 0.14 | 0 | 0 | 0.12 | 0 | 0 | Y | South | FC |  |  | 2.11
CAISO System | PGNP_2_PDRP08 | 2.1 | 2.1 | 2.1 | 2.1 | 2.1 | 2.1 | 2.1 | 2.1 | 2.1 | 2.1 | 2.1 | 2.1 | Y | North | FC |  |  | 2.1
LA Basin | Phoenix | 1.98 | 2.1 | 1.85 | 1.77 | 1.88 | 1.73 | 1.6 | 1.22 | 1.26 | 1.17 | 1.57 | 1.91 | N | South | FC |  |  | 2.1
LA Basin | VLTS_PDR_SCEW_02 | 0.84 | 0.84 | 0.84 | 2.1 | 2.1 | 2 | 2.1 | 2.1 | 2.1 | 2.1 | 0.84 | 0.63 | Y | South | FC |  |  | 2.1
LA Basin | Coachella 2 | 1.91 | 2.03 | 1.78 | 1.71 | 1.82 | 1.67 | 1.55 | 1.18 | 1.21 | 1.13 | 1.52 | 1.84 | N | South | FC |  |  | 2.03
Big Creek-Ventura | TROPICO | 0.06 | 0.42 | 0.49 | 0.62 | 0.9 | 1.83 | 2.02 | 1.74 | 1.55 | 1.04 | 0.8 | 0.49 | N | South | FC |  |  | 2.02
San Diego-IV | Sycamore Energy 2 | 1.82 | 2 | 2 | 2 | 1.4 | 1.68 | 1.56 | 1.52 | 1.74 | 1.75 | 1.8 | 1.61 | Y | South | FC |  |  | 2
LA Basin | MWD Corona Hydroelectric Recovery Plant | 1.5 | 0.98 | 0.86 | 0.93 | 1.85 | 1.51 | 0.33 | 0.64 | 0.53 | 0.78 | 2 | 1.24 | N | South | FC |  |  | 2
LA Basin | MWD Temescal Hydroelectric Recovery Plan | 1.33 | 0.58 | 1.07 | 1.65 | 1.71 | 1.01 | 0.06 | 0.77 | 0.92 | 0.73 | 2 | 1.43 | N | South | FC |  |  | 2
LA Basin | Millikan Avenue BESS | 2 | 2 | 2 | 2 | 2 | 2 | 2 | 2 | 2 | 2 | 2 | 2 | Y | South | FC |  |  | 2
CAISO System | Sunray 3 | 0.06 | 0.41 | 0.48 | 0.61 | 0.88 | 1.81 | 1.99 | 1.71 | 1.53 | 1.02 | 0.79 | 0.48 | N | South | FC |  |  | 1.99
Big Creek-Ventura | KAWEAH PH 2 & 3 PSP AGGREGATE | 0.85 | 1.11 | 1.6 | 1.93 | 1.98 | 1.83 | 0.39 | 0.03 | 0 | 0 | 0 | 0 | N | South | FC |  |  | 1.98
CAISO System | Rosamond West Solar Rosie X | 0.05 | 0.41 | 0.48 | 0.6 | 0.87 | 1.78 | 1.96 | 1.69 | 1.51 | 1.01 | 0.78 | 0.48 | N | South | FC |  |  | 1.96
Bay Area | MWWTP PGS 1 - ENGINES | 1.67 | 1.56 | 1.51 | 1.68 | 1.23 | 1.46 | 1.39 | 1.7 | 1.89 | 1.67 | 1.6 | 1.96 | N | North | FC |  |  | 1.96
Fresno | Java Solar | 0.05 | 0.41 | 0.47 | 0.59 | 0.86 | 1.77 | 1.94 | 1.67 | 1.5 | 1 | 0.77 | 0.47 | N | North | ID | 100% | C6 - Waiting for Bellota-Warnerville 230 kV reconductoring and possibly other. | 1.94
Big Creek-Ventura | Antelope Solar 3A | 0.05 | 0.39 | 0.46 | 0.59 | 0.87 | 1.77 | 1.94 | 1.65 | 1.46 | 0.95 | 0.7 | 0.4 | N | South | ID | 100% | Waiting for Tehachapi CRAS. Co-located | 1.94
CAISO System | ESPN_SCHD_1_PDRP59 |  |  |  | 1.1 | 1.03 | 1.03 | 1.91 | 1.91 | 1.91 | 1.03 | 1.26 | 1.26 | Y | South | FC |  |  | 1.91
LA Basin | SCEW_2_PDRP104 | 0.4 | 0.2 | 0.2 | 0 | 1.2 | 1.2 | 1.86 | 1.87 | 1.9 | 1.91 | 0.8 | 0.4 | Y | South | FC |  |  | 1.91
Bay Area | PGEB_2_PDRP08 | 0.5 | 0.8 | 0.2 | 0 | 1.75 | 1.9 | 1.63 | 1.55 | 1.6 | 0.6 | 0.8 | 0.7 | Y | North | FC |  |  | 1.9
LA Basin | SCEC_1_PDRP102 | 0.4 | 0.1 | 0.1 | 0.18 | 1.1 | 1.1 | 1.18 | 1.02 | 1.9 | 0.25 | 0.9 | 1.4 | Y | South | FC |  |  | 1.9
LA Basin | SCEW_2_PDRP105 | JUN: 1.5; JUL: 1.87; AUG: 1.87; SEP: 1.9; OCT: 0; NOV: 0.6; DEC: 0.4 | Y | South | FC |  |  | 1.9
Kern | PGKN_2_PDRP12 | JUN: 1.9; JUL: 1.86; AUG: 1.87; SEP: 1.9; OCT: 0.6; NOV: 0; DEC: 0 | Y | North | FC |  |  | 1.9
LA Basin | SCEC_1_PDRP09 | 0.4 | 0.1 | 0.1 | 0 | 1.15 | 1.2 | 1.18 | 1.02 | 1.9 | 0.2 | 0 | 0 | Y | South | FC |  |  | 1.9
Bay Area | VLTS_PDR_SCEC_02 | 1.68 | 1.68 | 1.68 | 1.89 | 1.89 | 1.8 | 1.89 | 1.89 | 1.89 | 1.89 | 1.68 | 1.68 | Y | South | FC |  |  | 1.89
CAISO System | Nacimiento Hydroelectric Plant | 0.1 | 0.11 | 0.69 | 1.88 | 1.41 | 0.99 | 0.95 | 0.81 | 0.37 | 0.05 | 0.04 | 0 | N | North | FC |  |  | 1.88
LA Basin | Renwind re-powering project | 1.77 | 1.88 | 1.65 | 1.58 | 1.68 | 1.54 | 1.43 | 1.09 | 1.12 | 1.04 | 1.41 | 1.7 | N | South | FC |  |  | 1.88
CAISO System | Gaskell West 2a | 0.04 | 0.35 | 0.42 | 0.56 | 0.83 | 1.71 | 1.86 | 1.58 | 1.37 | 0.88 | 0.62 | 0.31 | N | South | ID | 100% | Waiting for the Whirlwind and Tehachapi CRAS. Co-located with GASKW1_2_GW2SR2, GASKW1_2_GW2BT1 | 1.86
LA Basin | Windustries | 1.73 | 1.84 | 1.62 | 1.55 | 1.65 | 1.51 | 1.4 | 1.07 | 1.1 | 1.02 | 1.38 | 1.67 | N | South | FC |  |  | 1.84
LA Basin | Altech 3 | 1.73 | 1.84 | 1.62 | 1.55 | 1.65 | 1.51 | 1.4 | 1.07 | 1.1 | 1.02 | 1.38 | 1.67 | N | South | FC |  |  | 1.84
Kern | Bidart Old River 1 | 1.76 | 1.83 | 1.84 | 1.68 | 1.79 | 1.74 | 1.71 | 1.75 | 1.76 | 1.77 | 1.77 | 1.66 | N | North | FC |  |  | 1.84
Big Creek-Ventura | SCEN_6_PDRP08 | JUL: 1.4; AUG: 1.4; SEP: 1.8; OCT: 0.4; NOV: 0; DEC: 0 | Y | South | FC |  |  | 1.8
Big Creek-Ventura | SCEN_6_PDRP02 | 1.8 | 1.8 | 1.8 | 1.8 | 1.8 | 1.8 | 1.8 | 1.8 | 1.8 | 1.8 | 1.8 | 1.8 | Y | South | FC |  |  | 1.8
LA Basin | SCEW_2_PDRP102 | AUG: 0.5; SEP: 1.8; OCT: 0; NOV: 0; DEC: 0 | Y | South | FC |  |  | 1.8
Bay Area | PGCC_1_PDRP02 | 0.5 | 0.8 | 0.2 | 0.35 | 1.6 | 1.6 | 1.78 | 1.78 | 1.4 | 0 | 0 | 0 | Y | North | FC |  |  | 1.78
CAISO System | CHEVRON USA (TAFT/CADET) | 1.05 | 1.72 | 1.6 | 1.42 | 1.32 | 1.73 | 1.51 | 1.59 | 1.63 | 1.53 | 1.77 | 1.46 | N | North | FC |  |  | 1.77
CAISO System | Windstream 6041 | 0.68 | 0.73 | 0.64 | 0.61 | 0.65 | 0.6 | 0.55 | 0.42 | 0.43 | 1.09 | 1.38 | 1.76 | N | South | FC |  |  | 1.76
Big Creek-Ventura | SCNW_6_PDRP07 | 0.36 | 0.36 | 0.4 | 0.77 | 1.13 | 1.56 | 1.75 | 1.75 | 1.75 | 1.06 | 0.48 | 0.43 | Y | South | FC |  |  | 1.75
CAISO System | Windstream 6042 | 1.2 | 1.27 | 1.12 | 1.07 | 1.14 | 1.04 | 0.97 | 0.74 | 0.76 | 1.08 | 1.36 | 1.74 | N | South | FC |  |  | 1.74
CAISO System | Blackwell Solar | 0.05 | 0.36 | 0.42 | 0.53 | 0.77 | 1.57 | 1.73 | 1.49 | 1.33 | 0.89 | 0.68 | 0.42 | N | North | FC |  |  | 1.73
CAISO System | Orion 1 Solar | 0.05 | 0.36 | 0.42 | 0.53 | 0.77 | 1.57 | 1.73 | 1.49 | 1.33 | 0.89 | 0.68 | 0.42 | N | North | FC |  |  | 1.73
CAISO System | Goose Lake | 0.05 | 0.36 | 0.42 | 0.53 | 0.77 | 1.57 | 1.73 | 1.49 | 1.33 | 0.89 | 0.68 | 0.42 | N | North | FC |  |  | 1.73
LA Basin | SCEC_1_PDRP101 | JUL: 0.6; AUG: 1.2; SEP: 1.7; OCT: 0.4; NOV: 0; DEC: 0 | Y | South | FC |  |  | 1.7
NCNB | UKIAH LAKE MENDOCINO HYDRO | 1.7 | 1.7 | 1.7 | 1.7 | 1.7 | 1.7 | 1.7 | 1.7 | 1.7 | 1.7 | 1.7 | 1.7 | Y | North | FC |  |  | 1.7
CAISO System | Wind Resource I | 1.59 | 1.69 | 1.49 | 1.42 | 1.51 | 1.39 | 1.29 | 0.98 | 1.01 | 0.94 | 1.27 | 1.53 | N | South | FC |  |  | 1.69
Big Creek-Ventura | VLTS_PDR_SCEN_01 | 0.53 | 0.53 | 0.53 | 1.68 | 1.68 | 1.6 | 1.68 | 1.68 | 1.68 | 1.68 | 0.53 | 0.42 | Y | South | FC |  |  | 1.68
CAISO System | Windstream 6040 | 0.72 | 0.76 | 0.67 | 0.64 | 0.68 | 0.63 | 0.58 | 0.44 | 0.46 | 1.04 | 1.32 | 1.68 | N | South | FC |  |  | 1.68
Stockton | Murphys Powerhouse | 1.66 | 1.56 | 1.58 | 1.45 | 1.36 | 1.27 | 1.24 | 1.26 | 1.25 | 1.26 | 0 | 1.45 | N | North | FC |  |  | 1.66
Big Creek-Ventura | Portal Ridge C | 0.05 | 0.34 | 0.4 | 0.5 | 0.73 | 1.49 | 1.64 | 1.41 | 1.27 | 0.84 | 0.65 | 0.4 | N | South | FC |  |  | 1.64
LA Basin | MILL CREEK PSP | 1.33 | 1.4 | 1.46 | 1.61 | 1.04 | 0.95 | 0.87 | 0.57 | 0.62 | 0.54 | 0.78 | 0.89 | N | South | FC |  |  | 1.61
CAISO System | VLTS_PDR_PGNP_04 | 1.33 | 1.33 | 1.33 | 1.33 | 1.6 | 1.5 | 1.6 | 1.6 | 1.6 | 1.6 | 1.6 | 1.6 | Y | North | FC |  |  | 1.6
LA Basin | MWD Red Mountain Hydroelectric Recovery | 1.49 | 1.39 | 0.46 | 1.37 | 1.35 | 1.26 | 0.8 | 1.21 | 1.59 | 1.6 | 1.31 | 1.01 | N | South | FC |  |  | 1.6
Stockton | VLTS_PDR_PGST_2 | JUN: 1.07; JUL: 1.6; AUG: 1.6; SEP: 1.28; OCT: 1.07; NOV: 0; DEC: 0 | Y | North | FC |  |  | 1.6
Bay Area | PGP2_2_PDRP58 |  |  |  |  | 0.57 | 1.4 | 1.6 | 1.6 | 1.49 | 1.07 | 0 | 0 | Y | North | FC |  |  | 1.6
CAISO System | VLTS_PDR_PGNP_02 |  |  |  | 1.06 | 1.6 | 1.6 | 1.6 | 1.6 | 1.28 | 1.07 | 0 | 0 | Y | North | FC |  |  | 1.6
Big Creek-Ventura | SCEN_6_PDRP03 |  |  |  |  | 0.4 | 1 | 1 | 1.5 | 1.6 | 0.9 | 0.4 | 0 | Y | South | FC |  |  | 1.6
Fresno | Corcoran City | 0.04 | 0.33 | 0.39 | 0.48 | 0.7 | 1.44 | 1.58 | 1.36 | 1.22 | 0.81 | 0.63 | 0.39 | N | North | FC |  |  | 1.58
CAISO System | LUNDY | 0.33 | 0.32 | 0.35 | 0.37 | 1.06 | 1.54 | 1.1 | 0.39 | 0.28 | 0.16 | 0.41 | 0.32 | N | South | FC |  |  | 1.54
CAISO System | G2 Energy Hay Road Power Plant | 1.54 | 1.54 | 1.49 | 1.53 | 1.52 | 1.51 | 1.51 | 1.51 | 1.51 | 1.52 | 1.53 | 1.52 | N | North | FC |  |  | 1.54
CAISO System | NEW HOGAN PH AGGREGATE | 0.13 | 0.02 | 0.09 | 0.52 | 1.15 | 0.96 | 1.53 | 1.17 | 0.98 | 0.02 | 0 | 0 | N | North | FC |  |  | 1.53
LA Basin | SCEC_1_PDRP07 | 1.52 | 1.52 | 1.52 | 1.52 | 1.52 | 1.52 | 1.52 | 1.52 | 1.52 | 1.52 | 1.52 | 1.52 | Y | South | FC |  |  | 1.52
CAISO System | Daggett Solar 3 e PV |  |  | 0.3 | 0.44 | 0.68 | 1.4 | 1.51 | 1.26 | 1.04 | 0.61 | 0.36 | 0.08 | N | South | ID | 100% | Waiting for Mojave RAS. Co-located with SISPRG_2_DS3BT4. | 1.51
Sierra | PGSI_1_PDRP29 | 1.5 | 1.5 | 1.5 | 1.5 | 1.5 | 1.5 | 1.5 | 1.5 | 1.5 | 1.5 | 1.5 | 1.5 | Y | North | FC |  |  | 1.5
LA Basin | Wildcat I BESS | 1.5 | 1.5 | 1.5 | 1.5 | 1.5 | 1.5 | 1.5 | 1.5 | 1.5 | 1.5 | 1.5 | 1.5 | Y | South | ID | 100% | Waiting for confirmation of Queue/WDAT number. | 1.5
CAISO System | PGZP_2_PDRP22 | 1.5 | 1.5 | 1.5 | 1.5 | 1.5 | 1.5 | 1.5 | 1.5 | 1.5 | 1.5 | 1.5 | 1.5 | Y | North | FC |  |  | 1.5
NCNB | PGNB_2_PDRP16 | JUL: 0.9; AUG: 1.4; SEP: 1.5; OCT: 0.1; NOV: 0; DEC: 0 | Y | North | FC |  |  | 1.5
Kern | PGKN_2_PDRP48 | 1.5 | 1.5 | 1.5 | 1.5 | 1.5 | 1.5 | 1.5 | 1.5 | 1.5 | 1.5 | 1.5 | 1.5 | Y | North | FC |  |  | 1.5
San Diego-IV | San Marcos Energy | 1.5 | 1.5 | 1.5 | 1.5 | 1.49 | 1.48 | 1.5 | 1.5 | 1.5 | 1.5 | 1.5 | 1.5 | N | South | FC |  |  | 1.5
CAISO System | SCHD_1_PDRP12 | 1.5 | 1.5 | 1.5 | 1.5 | 1.5 | 1.5 | 1.5 | 1.5 | 1.5 | 1.5 | 1.5 | 1.5 | Y | South | FC |  |  | 1.5
CAISO System | SCLD_1_PDRP10 | 1.5 | 1.5 | 1.5 | 1.5 | 1.5 | 1.5 | 1.5 | 1.5 | 1.5 | 1.5 | 1.5 | 1.5 | Y | South | FC |  |  | 1.5
Bay Area | PGEB_2_PDRP57 | 1.1 | 1.1 | 1.1 | 1.3 | 1.3 | 1.5 | 1.1 | 1.1 | 1.1 | 1.1 | 1.1 | 1.1 | Y | North | FC |  |  | 1.5
San Diego-IV | SDG1_1_PDRP08 | AUG: 0.32; SEP: 1.5; OCT: 0; NOV: 0; DEC: 0 | Y | South | FC |  |  | 1.5
LA Basin | SCEW_2_PDRP20 | 0.51 | 0.51 | 0.56 | 1.08 | 0.8 | 1.19 | 1.25 | 1.25 | 1.25 | 1.49 | 0.67 | 0.6 | Y | South | FC |  |  | 1.49
LA Basin | BlackSand Generating Facility | 0.11 | 0.1 | 0.15 | 0.22 | 0.29 | 0.38 | 0.36 | 0.25 | 0.98 | 1.28 | 1.04 | 1.48 | N | South | FC |  |  | 1.48
San Diego-IV | SDG1_1_PDRP113 | 0.16 | 0.17 | 0.19 | 0 | 0 | 0 | 1.47 | 0 | 0.55 | 0.12 | 0 | 0 | Y | South | FC |  |  | 1.47
CAISO System | West Gates Solar Station | 0.04 | 0.3 | 0.35 | 0.44 | 0.64 | 1.31 | 1.44 | 1.24 | 1.11 | 0.74 | 0.57 | 0.35 | N | North | FC |  |  | 1.44
CAISO System | Copper Mountain 10 | 0.04 | 0.3 | 0.35 | 0.44 | 0.64 | 1.31 | 1.44 | 1.24 | 1.11 | 0.74 | 0.57 | 0.35 | N | South | PD | 7.25 |  | 1.44
Big Creek-Ventura | Western Antelope Dry Ranch | 0.04 | 0.3 | 0.35 | 0.44 | 0.64 | 1.31 | 1.44 | 1.24 | 1.11 | 0.74 | 0.57 | 0.35 | N | South | FC |  |  | 1.44
CAISO System | Columbia 3 | 0.04 | 0.3 | 0.35 | 0.44 | 0.64 | 1.31 | 1.44 | 1.24 | 1.11 | 0.74 | 0.57 | 0.35 | N | South | FC |  |  | 1.44
Big Creek-Ventura | SEPV Palmdale East, LLC | 0.04 | 0.3 | 0.35 | 0.44 | 0.64 | 1.31 | 1.44 | 1.24 | 1.11 | 0.74 | 0.57 | 0.35 | N | South | FC |  |  | 1.44
LA Basin | MWD Valley View Hydroelectric Recovery P | 0 | 0 | 0 | 1.44 | 1.2 | 1.2 | 1.2 | 1.2 | 0 | 0.8 | 1.2 | 0 | Y | South | FC |  |  | 1.44
Fresno | Giffen Solar Station | 0.04 | 0.3 | 0.35 | 0.44 | 0.64 | 1.31 | 1.44 | 1.24 | 1.11 | 0.74 | 0.57 | 0.35 | N | North | FC |  |  | 1.44
Kern | SKIC Solar | 0.04 | 0.3 | 0.35 | 0.44 | 0.64 | 1.31 | 1.44 | 1.24 | 1.11 | 0.74 | 0.57 | 0.35 | N | North | FC |  |  | 1.44
CAISO System | BIG CREEK WATER WORKS - CEDAR FLAT | 0.45 | 1.19 | 0.97 | 1.42 | 1.1 | 0.23 | 0 | 0 | 0 | 0 | 0 | 0.02 | N | North | FC |  |  | 1.42
CAISO System | Johnson Canyon Landfill | 1.42 | 1.42 | 1.42 | 1.42 | 1.42 | 1.42 | 1.42 | 1.42 | 1.42 | 1.42 | 1.42 | 1.42 | N | North | FC |  |  | 1.42
CAISO System | CELLC 7.5 MW Tehachapi Project | 1.33 | 1.41 | 1.24 | 1.19 | 1.26 | 1.16 | 1.07 | 0.82 | 0.84 | 0.78 | 1.05 | 1.28 | N | South | FC |  |  | 1.41
CAISO System | Windstream 39 | 0.59 | 0.63 | 0.55 | 0.53 | 0.56 | 0.52 | 0.48 | 0.36 | 0.38 | 0.87 | 1.1 | 1.41 | N | South | FC |  |  | 1.41
Sierra | PGSI_1_PDRP21 | JUL: 0.8; AUG: 1.15; SEP: 1.4; OCT: 0; NOV: 0; DEC: 0 | Y | North | FC |  |  | 1.4
Kern | VLTS_PDR_PGKN_1 | 1.17 | 1.39 | 1.39 | 0.53 | 0.53 | 0.5 | 0.53 | 0.53 | 0.64 | 0.64 | 0.64 | 0.64 | Y | North | FC |  |  | 1.39
Big Creek-Ventura | SCEN_6_PDRP62 |  |  |  |  | 0.1 | 1.39 | 0 | 0.12 | 0.86 | 0 | 0 | 0 | Y | South | FC |  |  | 1.39
Bay Area | SRI INTERNATIONAL | 1.32 | 1.24 | 1.36 | 1.39 | 1.32 | 1.09 | 1 | 0.96 | 0.9 | 0.98 | 1.23 | 1.27 | N | North | FC |  |  | 1.39
CAISO System | Bidwell Ditch | 1.38 | 1.38 | 1.38 | 1.37 | 1.35 | 1.23 | 1.31 | 1.28 | 1.28 | 1.31 | 1.32 | 1.28 | N | North | FC |  |  | 1.38
CAISO System | PearBlossom | 0.04 | 0.29 | 0.33 | 0.42 | 0.61 | 1.24 | 1.37 | 1.18 | 1.05 | 0.7 | 0.54 | 0.33 | N | South | FC |  |  | 1.37
Sierra | PGSI_1_PDRP23 | JUN: 1.3; JUL: 0; AUG: 0; SEP: 0; OCT: 0; NOV: 0; DEC: 0 | Y | North | FC |  |  | 1.3
Stockton | PGST_2_PDRP13 | JUN: 1.3; JUL: 0; AUG: 0; SEP: 0; OCT: 0; NOV: 0; DEC: 0 | Y | North | FC |  |  | 1.3
Bay Area | PGSB_1_PDRP55 | JUN: 1.3; JUL: 0; AUG: 0; SEP: 0; OCT: 0; NOV: 0; DEC: 0 | Y | North | FC |  |  | 1.3
Sierra | VLTS_PDR_PGSI_02 | 0.61 | 0.75 | 1.28 | 1.28 | 1.28 | 1.2 | 1.28 | 1.28 | 1.28 | 1.28 | 1.28 | 1.28 | Y | North | FC |  |  | 1.28
LA Basin | SCEC_1_PDRP125 |  |  |  | 1.28 | 0 | 0 | 0 | 1.07 | 0 | 0 | 1.15 | 0 | Y | South | FC |  |  | 1.28
Bay Area | PGEB_2_PDRP67 | OCT: 0.38; NOV: 1.27; DEC: 0 | Y | North | FC |  |  | 1.27
NCNB | PGFG_1_PDRP35 | 0.43 | 0.43 | 0.48 | 0.46 | 1 | 1 | 1 | 1 | 1 | 1.27 | 0.57 | 0.52 | Y | North | FC |  |  | 1.27
Big Creek-Ventura | VLTS_PDR_SCNW_02 | 1.05 | 1.05 | 1.05 | 0.84 | 1.26 | 1.2 | 1.26 | 1.26 | 1.26 | 1.26 | 1.05 | 0.74 | Y | South | FC |  |  | 1.26
Fresno | PGF1_2_PDRP03 | JUL: 1.25; AUG: 1.2; SEP: 1.25; OCT: 0; NOV: 0; DEC: 0 | Y | North | FC |  |  | 1.25
CAISO System | Brookfield Tehachapi 4 | 1.15 | 1.23 | 1.08 | 1.03 | 1.1 | 1.01 | 0.93 | 0.71 | 0.73 | 0.68 | 0.92 | 1.11 | N | South | FC |  |  | 1.23
LA Basin | GARNET WIND ENERGY CENTER | 1.15 | 1.22 | 1.07 | 1.03 | 1.09 | 1 | 0.93 | 0.71 | 0.73 | 0.68 | 0.91 | 1.11 | N | South | FC |  |  | 1.22
Bay Area | Chevron 8.5 | 0.03 | 0.26 | 0.3 | 0.37 | 0.54 | 1.11 | 1.22 | 1.05 | 0.94 | 0.63 | 0.48 | 0.3 | N | North | ID | 100% | 16DGD Waiting for Moraga-Castro Valley 230 kV Line Capacity Increase and possibly other | 1.22
San Diego-IV | SDG1_1_PDRP104 | 0.19 | 0 | 0 | 0.31 | 0.17 | 0 | 1.21 | 0.31 | 0 | 0.1 | 0 | 0.16 | Y | South | FC |  |  | 1.21
LA Basin | SCEW_2_PDRP37 |  |  |  |  | 0.78 | 1 | 1.2 | 1.2 | 1.2 | 0 | 0 | 0 | Y | South | FC |  |  | 1.2
CAISO System | PGZP_2_PDRP10 | JUL: 1.2; AUG: 1; SEP: 0.55; OCT: 0; NOV: 0; DEC: 0 | Y | North | FC |  |  | 1.2
NCNB | PGNB_2_PDRP17 | JUN: 1.2; JUL: 0; AUG: 0; SEP: 0; OCT: 0; NOV: 0; DEC: 0 | Y | North | FC |  |  | 1.2
Fresno | PGF1_2_PDRP59 | JUN: 1.2; JUL: 0; AUG: 0; SEP: 0; OCT: 0; NOV: 0; DEC: 0 | Y | North | FC |  |  | 1.2
Bay Area | PGSB_1_PDRP53 | JUL: 1; AUG: 1; SEP: 1.2; OCT: 0; NOV: 0; DEC: 0 | Y | North | FC |  |  | 1.2
Bay Area | PGSB_1_PDRP10 | JUN: 1.2; JUL: 0; AUG: 0; SEP: 0; OCT: 0; NOV: 0; DEC: 0 | Y | North | FC |  |  | 1.2
Bay Area | PGP2_2_PDRP23 | JUN: 1.2; JUL: 0; AUG: 0; SEP: 0; OCT: 0; NOV: 0; DEC: 0 | Y | North | FC |  |  | 1.2
Stockton | PGST_2_PDRP39 |  |  |  | 0.36 | 0 | 1.19 | 0.11 | 0.11 | 0 | 0 | 1 | 0 | Y | North | FC |  |  | 1.19
San Diego-IV | SDG1_1_PDRP05 | 0.25 | 0.25 | 0.27 | 0.52 | 0.77 | 1.06 | 1.19 | 1.19 | 1.19 | 0.73 | 0.33 | 0.29 | Y | South | FC |  |  | 1.19
CAISO System | Windstream 6111 | 1.11 | 1.19 | 1.04 | 1 | 1.06 | 0.97 | 0.9 | 0.69 | 0.71 | 0.66 | 0.89 | 1.07 | N | South | FC |  |  | 1.19
LA Basin | SCEW_2_PDRP123 | 0.16 | 0 | 0 | 0 | 0 | 0 | 0 | 1.16 | 0 | 0.19 | 0 | 0 | Y | South | FC |  |  | 1.16
LA Basin | VLTS_PDR_SCEW_01 | 0.42 | 0.42 | 0.42 | 1.16 | 1.16 | 1.1 | 1.16 | 1.16 | 1.16 | 1.16 | 0.42 | 0.32 | Y | South | FC |  |  | 1.16
Fresno | PGF1_2_PDRP76 | JUN: 1.15; JUL: 0; AUG: 0.17; SEP: 0; OCT: 0.47; NOV: 0.21; DEC: 0 | Y | North | FC |  |  | 1.15
Fresno | PGF1_2_PDRP74 | AUG: 0.86; SEP: 0; OCT: 0.22; NOV: 1.15; DEC: 0 | Y | North | FC |  |  | 1.15
CAISO System | Orion 2 Solar | 0.03 | 0.24 | 0.28 | 0.35 | 0.51 | 1.05 | 1.15 | 0.99 | 0.89 | 0.59 | 0.46 | 0.28 | N | North | FC |  |  | 1.15
CAISO System | Montgomery Creek Hydro | 1.15 | 0.81 | 0.85 | 0.98 | 0.54 | 0.09 | 0 | 0 | 0 | 0.08 | 0 | 0.62 | N | North | FC |  |  | 1.15
Big Creek-Ventura | SCEN_6_PDRP64 |  |  |  | 0.11 | 0 | 1.11 | 0 | 0 | 0.23 | 0 | 0.91 | 0 | Y | South | FC |  |  | 1.11
LA Basin | LACSD CARSON WATER POLLUTION AGGREGATE | 1.05 | 1.1 | 0.2 | 0.18 | 0.66 | 0.65 | 0.84 | 1.11 | 1.09 | 0.78 | 0.66 | 0.52 | N | South | FC |  |  | 1.11
Big Creek-Ventura | SCNW_6_PDRP11 | JUL: 1; AUG: 1.1; SEP: 0.9; OCT: 0.3; NOV: 0; DEC: 0 | Y | South | FC |  |  | 1.1
NCNB | PGFG_1_PDRP36 |  |  |  | 0.46 | 0.36 | 0.88 | 1.1 | 1.1 | 1.1 | 0 | 0 | 0 | Y | North | FC |  |  | 1.1
Big Creek-Ventura | SCEN_6_PDRP61 |  |  |  |  | 1.02 | 1.09 | 0.55 | 0.55 | 0.55 | 0 | 0 | 0 | Y | South | FC |  |  | 1.09
Bay Area | PGEB_2_PDRP60 |  |  |  | 0.23 | 0 | 0 | 0.1 | 1.09 | 0 | 0.15 | 0 | 0 | Y | North | FC |  |  | 1.09
LA Basin | Tequesquite Landfill Solar Project | 0.03 | 0.23 | 0.26 | 0.33 | 0.48 | 0.98 | 1.08 | 0.93 | 0.83 | 0.56 | 0.43 | 0.26 | N | South | FC |  |  | 1.08
NCNB | PGNC_2_PDRP13 |  |  |  | 0.75 | 1.07 | 1.07 | 0 | 0 | 0 | 0 | 0 | 0 | Y | North | FC |  |  | 1.07
CAISO System | VLTS_PDR_PGZP_02 |  |  |  |  | 0.75 | 0.75 | 1.07 | 1.07 | 1.07 | 0.75 | 0 | 0 | Y | North | FC |  |  | 1.07
CAISO System | ROARING CREEK | 1.01 | 1.07 | 0.22 | 0.49 | 0.18 | 0.15 | 0.01 | 0 | 0 | 0.04 | 0.09 | 0.27 | N | North | FC |  |  | 1.07
Bay Area | VLTS_PDR_PGSF_02 | 0.23 | 0.27 | 0.27 | 1.07 | 1.07 | 1 | 1.07 | 1.07 | 1.07 | 1.07 | 1.07 | 1.07 | Y | North | FC |  |  | 1.07
Stockton | PHOENIX PH | 0.62 | 0.51 | 0.71 | 0.87 | 0.77 | 0.79 | 0.96 | 1.02 | 1.06 | 0.59 | 0.19 | 0 | N | North | FC |  |  | 1.06
Fresno | AERA ENERGY LLC. (COALINGA) | 0.92 | 0.92 | 1.03 | 0.96 | 0.93 | 0.84 | 0.76 | 0.73 | 0.79 | 0.95 | 1.01 | 1.05 | N | North | FC |  |  | 1.05
Big Creek-Ventura | SCEN_6_PDRP07 | 0.22 | 0.22 | 0.24 | 0.46 | 0.68 | 0.94 | 1.05 | 1.05 | 1.05 | 0.64 | 0.29 | 0.26 | Y | South | FC |  |  | 1.05
LA Basin | SCEC_1_PDRP05 | 0.22 | 0.22 | 0.24 | 0.46 | 0.68 | 0.94 | 1.05 | 1.05 | 1.05 | 0.64 | 0.29 | 0.26 | Y | South | FC |  |  | 1.05
LA Basin | San Dimas Wash Hydro | 0 | 0 | 0 | 0 | 1.05 | 1.05 | 1.05 | 1.05 | 1.05 | 1.05 | 1.05 | 1.05 | Y | South | FC |  |  | 1.05
Bay Area | PGEB_2_PDRP62 |  |  |  |  | 1.04 | 0.85 | 0 | 0 | 0 | 0 | 0 | 0 | Y | North | FC |  |  | 1.04
CAISO System | Santa Maria II LFG Power Plant | 0.99 | 1.01 | 1 | 1.01 | 1.01 | 1.03 | 1.02 | 1.03 | 0.69 | 0.69 | 1.02 | 1.03 | N | North | FC |  |  | 1.03
Fresno | PARKER POWERHOUSE | 0 | 0 | 0.01 | 0.33 | 0.8 | 0.9 | 0.92 | 1.03 | 0.51 | 0.28 | 0 | 0 | N | North | FC |  |  | 1.03
NCNB | Indian Valley Hydro | 0 | 0 | 0.53 | 1.03 | 1.01 | 0.71 | 0.62 | 0.61 | 0.56 | 0.02 | 0 | 0 | N | North | FC |  |  | 1.03
LA Basin | FONTANALYTLE CREEK POWERHOUSE P | 0.94 | 1.02 | 0.53 | 0.78 | 0.78 | 0.57 | 0.5 | 0.38 | 0.42 | 0.46 | 0.59 | 0.57 | N | South | FC |  |  | 1.02
CAISO System | Adelanto Solar 2 | 0.03 | 0.21 | 0.25 | 0.31 | 0.45 | 0.92 | 1.01 | 0.87 | 0.78 | 0.52 | 0.4 | 0.25 | N | South | FC |  |  | 1.01
Big Creek-Ventura | SAUGUS QFS | 0.07 | 0.2 | 0.14 | 0.4 | 0.23 | 0.19 | 0.27 | 0.59 | 1 | 1 | 1 | 0.97 | N | South | FC |  |  | 1
Big Creek-Ventura | SCEN_6_PDRP06 | JUN: 1; JUL: 0; AUG: 0; SEP: 0; OCT: 0; NOV: 0; DEC: 0 | Y | South | FC |  |  | 1
Bay Area | PGP2_2_PDRP22 | JUL: 0.8; AUG: 0.7; SEP: 1; OCT: 0.15; NOV: 0; DEC: 0 | Y | North | FC |  |  | 1
Big Creek-Ventura | Acorn I BESS | [12 empty] | Y | South | FC |  |  | 1 | bar: JAN to DEC
San Diego-IV | Sycamore Energy 1 | 0.78 | 0.77 | 0.87 | 0.92 | 0.88 | 0.83 | 0.98 | 1 | 0.99 | 0.95 | 0.93 | 0.95 | N | South | FC |  |  | 1
Bay Area | PGEB_2_PDRP43 | JUL: 1; AUG: 0.87; SEP: 0.6; OCT: 0; NOV: 0; DEC: 0 | Y | North | FC |  |  | 1
Bay Area | PGSB_1_PDRP54 | JUL: 0.55; AUG: 0.7; SEP: 1; OCT: 0.15; NOV: 0; DEC: 0 | Y | North | FC |  |  | 1
Big Creek-Ventura | SCNW_6_PDRP09 | JUN: 1; JUL: 0; AUG: 0; SEP: 0; OCT: 0; NOV: 0; DEC: 0 | Y | South | FC |  |  | 1
LA Basin | SCEC_1_PDRP100 | JUN: 1; JUL: 0; AUG: 0; SEP: 0; OCT: 0; NOV: 0; DEC: 0 | Y | South | FC |  |  | 1
NCNB | PGNC_1_PDRP05 | JUL: 0.4; AUG: 0.7; SEP: 1; OCT: 0.15; NOV: 0; DEC: 0 | Y | North | FC |  |  | 1
CAISO System | SCHD_1_PDRP04 | JUN: 1; JUL: 0; AUG: 0; SEP: 0; OCT: 0; NOV: 0; DEC: 0 | Y | South | FC |  |  | 1
LA Basin | SCEW_2_PDRP174 |  |  |  |  | 0.87 | 0 | 0.99 | 0.99 | 0.99 | 0.99 | 0 | 0 | Y | South | FC |  |  | 0.99
Bay Area | PGEB_2_PDRP97 | JUL: 0.45; AUG: 0.45; SEP: 0.45; OCT: 0.9; NOV: 0; DEC: 0.99 | Y | North | FC |  |  | 0.99
Bay Area | PGEB_2_PDRP96 |  |  |  | 0.99 | 0 | 0 | 0 | 0 | 0 | 0.99 | 0 | 0 | Y | North | FC |  |  | 0.99
Bay Area | PGEB_2_PDRP82 | 0.12 | 0 | 0 | 0 | 0.1 | 0.99 | 0.99 | 0.54 | 0 | 0.99 | 0 | 0 | Y | North | FC |  |  | 0.99
Bay Area | PGEB_2_PDRP70 | 0.99 | 0.6 | 0.99 | 0 | 0.49 | 0 | 0 | 0 | 0 | 0 | 0 | 0.69 | Y | North | FC |  |  | 0.99
CAISO System | PGZP_2_PDRP41 |  |  |  |  | 0.99 | 0 | 0.11 | 0.26 | 0 | 0.11 | 0 | 0 | Y | North | FC |  |  | 0.99
CAISO System | PGZP_2_PDRP42 | JUL: 0.99; AUG: 0; SEP: 0.53; OCT: 0; NOV: 0; DEC: 0 | Y | North | FC |  |  | 0.99
LA Basin | SCEC_1_PDRP128 | 0.11 | 0 | 0 | 0.99 | 0 | 0.99 | 0.85 | 0.62 | 0.16 | 0 | 0.2 | 0 | Y | South | FC |  |  | 0.99
LA Basin | SCEC_1_PDRP129 | 0.57 | 0 | 0 | 0.99 | 0.99 | 0.99 | 0.94 | 0.5 | 0.91 | 0.99 | 0.16 | 0 | Y | South | FC |  |  | 0.99
LA Basin | SCEW_2_PDRP173 |  |  |  |  | 0.12 | 0.99 | 0.51 | 0.73 | 0.58 | 0 | 0.12 | 0 | Y | South | FC |  |  | 0.99
LA Basin | SCEW_2_PDRP172 | 0.17 | 0 | 0 | 0 | 0.73 | 0 | 0.99 | 0.17 | 0.56 | 0.79 | 0.99 | 0.99 | Y | South | FC |  |  | 0.99
Stockton | PGST_2_PDRP37 | 0.26 | 0 | 0 | 0 | 0 | 0 | 0.17 | 0.36 | 0.14 | 0.99 | 0 | 0.42 | Y | North | FC |  |  | 0.99
Stockton | PGST_2_PDRP31 |  | 0.12 | 0.43 | 0 | 0.91 | 0.48 | 0.32 | 0 | 0.31 | 0.19 | 0 | 0.99 | Y | North | FC |  |  | 0.99
CAISO System | PGZP_2_PDRP28 | 0.1 | 0.18 | 0.99 | 0.1 | 0.2 | 0.13 | 0.38 | 0.28 | 0.29 | 0.21 | 0.24 | 0.29 | Y | North | FC |  |  | 0.99
CAISO System | PGZP_2_PDRP30 | NOV: 0.99; DEC: 0 | Y | North | FC |  |  | 0.99
Stockton | PGST_2_PDRP34 | 0.77 | 0.37 | 0.99 | 0 | 0.99 | 0 | 0 | 0 | 0.3 | 0.4 | 0.1 | 0.39 | Y | North | FC |  |  | 0.99
Bay Area | PGEB_2_PDRP76 | 0.69 | 0.32 | 0.99 | 0 | 0 | 0 | 0 | 0 | 0 | 0.34 | 0.97 | 0.33 | Y | North | FC |  |  | 0.99
Bay Area | PGEB_2_PDRP64 | JUN: 0.61; JUL: 0.99; AUG: 0; SEP: 0.22; OCT: 0.1; NOV: 0; DEC: 0 | Y | North | FC |  |  | 0.99
Bay Area | PGEB_2_PDRP63 | AUG: 0.22; SEP: 0.11; OCT: 0.9; NOV: 0.99; DEC: 0.37 | Y | North | FC |  |  | 0.99
Bay Area | PGEB_2_PDRP73 | 0.16 | 0.11 | 0.99 | 0 | 0.62 | 0.56 | 0.12 | 0.22 | 0.3 | 0.24 | 0 | 0 | Y | North | FC |  |  | 0.99
CAISO System | PGZP_2_PDRP25 | 0.27 | 0.27 | 0 | 0 | 0 | 0.99 | 0 | 0.1 | 0.75 | 0 | 0.1 | 0 | Y | North | FC |  |  | 0.99
LA Basin | SCEC_1_PDRP139 | 0.65 | 0.99 | 0.99 | 0 | 0 | 0 | 0 | 0 | 0 | 0.71 | 0 | 0.31 | Y | South | FC |  |  | 0.99
LA Basin | SCEC_1_PDRP138 | AUG: 0.99; SEP: 0; OCT: 0.72; NOV: 0.12; DEC: 0 | Y | South | FC |  |  | 0.99
LA Basin | SCEC_1_PDRP137 |  |  |  |  | 0.49 | 0 | 0 | 0 | 0.4 | 0.99 | 0 | 0 | Y | South | FC |  |  | 0.99
LA Basin | SCEC_1_PDRP136 | 0.63 | 0 | 0 | 0 | 0 | 0.99 | 0.54 | 0.37 | 0.82 | 0.16 | 0 | 0 | Y | South | FC |  |  | 0.99
LA Basin | SCEC_1_PDRP135 | 0.39 | 0.99 | 0.99 | 0 | 0 | 0 | 0 | 0.41 | 0 | 0 | 0 | 0 | Y | South | FC |  |  | 0.99
LA Basin | SCEC_1_PDRP134 | OCT: 0.11; NOV: 0.99; DEC: 0 | Y | South | FC |  |  | 0.99
LA Basin | SCEC_1_PDRP133 |  |  |  | 0.94 | 0.45 | 0 | 0 | 0.16 | 0.21 | 0.99 | 0 | 0.5 | Y | South | FC |  |  | 0.99
LA Basin | SCEC_1_PDRP132 | 0.8 | 0.99 | 0.5 | 0 | 0.99 | 0.99 | 0.99 | 0 | 0 | 0 | 0.24 | 0 | Y | South | FC |  |  | 0.99
NCNB | PGNB_2_PDRP20 | 0.1 | 0.25 | 0.13 | 0.12 | 0.24 | 0.35 | 0.28 | 0 | 0 | 0.99 | 0 | 0 | Y | North | FC |  |  | 0.99
LA Basin | SCEC_1_PDRP147 | 0.56 | 0 | 0 | 0 | 0 | 0.99 | 0 | 0.97 | 0.65 | 0.38 | 0 | 0 | Y | South | FC |  |  | 0.99
LA Basin | SCEC_1_PDRP145 | JUN: 0.99; JUL: 0.99; AUG: 0; SEP: 0; OCT: 0; NOV: 0; DEC: 0.99 | Y | South | FC |  |  | 0.99
LA Basin | SCEC_1_PDRP144 | 0.28 | 0 | 0 | 0 | 0.17 | 0.99 | 0.56 | 0.99 | 0.99 | 0.99 | 0.99 | 0.99 | Y | South | FC |  |  | 0.99
LA Basin | SCEC_1_PDRP141 | 0.17 | 0 | 0 | 0.11 | 0 | 0 | 0 | 0 | 0.15 | 0.17 | 0.78 | 0.99 | Y | South | FC |  |  | 0.99
LA Basin | SCEC_1_PDRP142 | 0.59 | 0.99 | 0.99 | 0 | 0.99 | 0 | 0.11 | 0.38 | 0.7 | 0.44 | 0 | 0.99 | Y | South | FC |  |  | 0.99
LA Basin | SCEC_1_PDRP156 | 0.45 | 0.99 | 0.99 | 0 | 0.99 | 0.99 | 0 | 0.11 | 0.79 | 0.23 | 0.15 | 0 | Y | South | FC |  |  | 0.99
LA Basin | SCEC_1_PDRP155 | JUL: 0.99; AUG: 0.85; SEP: 0.94; OCT: 0; NOV: 0; DEC: 0 | Y | South | FC |  |  | 0.99
San Diego-IV | SDG1_1_PDRP114 |  |  | 0.99 | 0.99 | 0.64 | 0.75 | 0.12 | 0.25 | 0.11 | 0.26 | 0.25 | 0.1 | Y | South | FC |  |  | 0.99
LA Basin | SCEC_1_PDRP154 |  | 0.99 | 0 | 0 | 0 | 0 | 0 | 0 | 0.48 | 0.43 | 0 | 0 | Y | South | FC |  |  | 0.99
LA Basin | SCEC_1_PDRP152 | 0.35 | 0.99 | 0.17 | 0 | 0 | 0 | 0 | 0.51 | 0 | 0 | 0.29 | 0 | Y | South | FC |  |  | 0.99
LA Basin | SCEC_1_PDRP151 | 0.67 | 0 | 0 | 0.99 | 0 | 0 | 0.99 | 0 | 0.88 | 0.33 | 0.99 | 0 | Y | South | FC |  |  | 0.99
LA Basin | SCEC_1_PDRP150 | 0.64 | 0 | 0 | 0 | 0.3 | 0 | 0.99 | 0.99 | 0.99 | 0.99 | 0.99 | 0.99 | Y | South | FC |  |  | 0.99
LA Basin | SCEC_1_PDRP148 | 0.55 | 0 | 0 | 0 | 0 | 0 | 0 | 0 | 0.18 | 0.12 | 0 | 0.99 | Y | South | FC |  |  | 0.99
LA Basin | SCEC_1_PDRP159 | 0.36 | 0 | 0 | 0 | 0.99 | 0 | 0 | 0 | 0.56 | 0 | 0 | 0 | Y | South | FC |  |  | 0.99
Bay Area | PGEB_2_PDRP101 | JUN: 0.99; JUL: 0; AUG: 0.75; SEP: 0; OCT: 0; NOV: 0.62; DEC: 0 | Y | North | FC |  |  | 0.99
San Diego-IV | SDG1_1_PDRP118 | 0.1 | 0.24 | 0.15 | 0.99 | 0.12 | 0 | 0.12 | 0.53 | 0.32 | 0.63 | 0.99 | 0.6 | Y | South | FC |  |  | 0.99
Bay Area | PGEB_2_PDRP100 | JUN: 0.99; JUL: 0; AUG: 0; SEP: 0; OCT: 0; NOV: 0; DEC: 0.49 | Y | North | FC |  |  | 0.99
San Diego-IV | SDG1_1_PDRP117 | 0.27 | 0 | 0 | 0 | 0 | 0.13 | 0 | 0.14 | 0 | 0.15 | 0.99 | 0.99 | Y | South | FC |  |  | 0.99
LA Basin | SCEC_1_PDRP120 |  |  |  | 0.65 | 0.89 | 0.99 | 0.78 | 0 | 0 | 0.17 | 0.99 | 0.11 | Y | South | FC |  |  | 0.99
LA Basin | SCEC_1_PDRP106 |  |  |  | 0.53 | 0.48 | 0.99 | 0.38 | 0 | 0 | 0.99 | 0.11 | 0.11 | Y | South | FC |  |  | 0.99
LA Basin | SCEC_1_PDRP111 | 0.11 | 0 | 0 | 0.99 | 0 | 0.99 | 0 | 0.24 | 0.14 | 0.26 | 0.99 | 0 | Y | South | FC |  |  | 0.99
LA Basin | SCEC_1_PDRP113 | 0.62 | 0.79 | 0.99 | 0 | 0.99 | 0.99 | 0.99 | 0 | 0 | 0.17 | 0 | 0 | Y | South | FC |  |  | 0.99
CAISO System | PGNP_2_PDRP34 | 0.15 | 0 | 0.11 | 0 | 0.62 | 0.99 | 0.14 | 0.31 | 0.19 | 0.26 | 0 | 0 | Y | North | FC |  |  | 0.99
CAISO System | PGZP_2_PDRP40 | JUN: 0.12; JUL: 0; AUG: 0; SEP: 0; OCT: 0.99; NOV: 0; DEC: 0.99 | Y | North | FC |  |  | 0.99
CAISO System | PGZP_2_PDRP36 | 0.11 | 0.11 | 0.61 | 0 | 0.61 | 0.99 | 0.11 | 0.27 | 0 | 0.15 | 0 | 0 | Y | North | FC |  |  | 0.99
Bay Area | PGEB_2_PDRP65 |  |  |  |  | 0.53 | 0 | 0.99 | 0 | 0.96 | 0 | 0 | 0.3 | Y | North | FC |  |  | 0.99
Bay Area | PGEB_2_PDRP71 | SEP: 0.93; OCT: 0; NOV: 0.99; DEC: 0.99 | Y | North | FC |  |  | 0.99
Bay Area | PGEB_2_PDRP74 |  |  |  |  | 0.66 | 0.99 | 0.1 | 0.14 | 0 | 0.11 | 0 | 0 | Y | North | FC |  |  | 0.99
LA Basin | SCEC_1_PDRP118 | 0.21 | 0.99 | 0.71 | 0 | 0.78 | 0.99 | 0.72 | 0.3 | 0.85 | 0.13 | 0 | 0 | Y | South | FC |  |  | 0.99
LA Basin | SCEC_1_PDRP117 | 0.13 | 0 | 0 | 0 | 0.5 | 0 | 0.99 | 0.94 | 0.99 | 0 | 0.99 | 0.99 | Y | South | FC |  |  | 0.99
LA Basin | SCEC_1_PDRP116 |  | 0.99 | 0.73 | 0 | 0.67 | 0 | 0.99 | 0.94 | 0 | 0.99 | 0.11 | 0 | Y | South | FC |  |  | 0.99
LA Basin | SCEC_1_PDRP115 | 0.63 | 0.99 | 0.99 | 0 | 0 | 0 | 0.99 | 0 | 0.99 | 0.99 | 0.99 | 0.99 | Y | South | FC |  |  | 0.99
LA Basin | SCEC_1_PDRP114 | 0.44 | 0 | 0 | 0 | 0.63 | 0.99 | 0.81 | 0.33 | 0.21 | 0 | 0 | 0 | Y | South | FC |  |  | 0.99
LA Basin | SCEC_1_PDRP131 |  |  |  | 0.95 | 0 | 0 | 0.99 | 0.99 | 0.99 | 0.99 | 0 | 0.99 | Y | South | FC |  |  | 0.99
LA Basin | SCEC_1_PDRP130 | 0.52 | 0 | 0 | 0 | 0 | 0.99 | 0.53 | 0 | 0 | 0 | 0.12 | 0.1 | Y | South | FC |  |  | 0.99
San Diego-IV | SDG1_1_PDRP120 |  |  |  | 0.27 | 0 | 0 | 0.99 | 0.99 | 0.99 | 0.89 | 0 | 0.99 | Y | South | FC |  |  | 0.99
Bay Area | PGCC_1_PDRP18 |  | 0.11 | 0.6 | 0 | 0.68 | 0.99 | 0 | 0 | 0 | 0 | 0 | 0 | Y | North | FC |  |  | 0.99
Big Creek-Ventura | SCEN_6_PDRP105 |  |  |  | 0.21 | 0.2 | 0.99 | 0.11 | 0 | 0.15 | 0.15 | 0 | 0.99 | Y | South | FC |  |  | 0.99
Big Creek-Ventura | SCEN_6_PDRP101 |  |  |  | 0.99 | 0 | 0 | 0.12 | 0.59 | 0 | 0 | 0.99 | 0 | Y | South | FC |  |  | 0.99
Fresno | PGF1_2_PDRP85 |  |  |  |  | 0.68 | 0 | 0.99 | 0 | 0 | 0 | 0 | 0 | Y | North | FC |  |  | 0.99
Fresno | PGF1_2_PDRP84 | 0.99 | 0.18 | 0.99 | 0 | 0 | 0 | 0 | 0.99 | 0 | 0 | 0.11 | 0 | Y | North | FC |  |  | 0.99
Fresno | PGF1_2_PDRP83 | 0.58 | 0.67 | 0.99 | 0 | 0 | 0 | 0.99 | 0.29 | 0.25 | 0.14 | 0 | 0.13 | Y | North | FC |  |  | 0.99
Fresno | PGF1_2_PDRP81 | 0.2 | 0.16 | 0.14 | 0 | 0.1 | 0.99 | 0 | 0 | 0.9 | 0.13 | 0 | 0.32 | Y | North | FC |  |  | 0.99
Fresno | PGF1_2_PDRP77 | 0.61 | 0.51 | 0.99 | 0 | 0 | 0 | 0 | 0.22 | 0 | 0 | 0 | 0 | Y | North | FC |  |  | 0.99
Big Creek-Ventura | SCEN_6_PDRP58 | 0.15 | 0.99 | 0 | 0 | 0 | 0.42 | 0 | 0.24 | 0 | 0.11 | 0.82 | 0 | Y | South | FC |  |  | 0.99
Bay Area | PGP2_2_PDRP60 |  |  |  | 0.99 | 0.89 | 0.99 | 0.99 | 0 | 0 | 0 | 0.99 | 0 | Y | North | FC |  |  | 0.99
Bay Area | PGP2_2_PDRP54 | AUG: 0.2; SEP: 0.14; OCT: 0.97; NOV: 0; DEC: 0.99 | Y | North | FC |  |  | 0.99
CAISO System | PGNP_2_PDRP46 | 0.32 | 0.32 | 0.99 | 0 | 0.9 | 0.55 | 0.11 | 0.11 | 0.11 | 0 | 0.6 | 0 | Y | North | FC |  |  | 0.99
CAISO System | PGNP_2_PDRP44 |  |  |  | 0.38 | 0 | 0 | 0 | 0.19 | 0.1 | 0.99 | 0.12 | 0 | Y | North | FC |  |  | 0.99
Bay Area | PGP2_2_PDRP38 | 0.37 | 0.37 | 0.99 | 0 | 0.14 | 0.99 | 0.15 | 0.12 | 0 | 0 | 0.13 | 0.13 | Y | North | FC |  |  | 0.99
LA Basin | SCEC_1_PDRP126 | 0.84 | 0.99 | 0.79 | 0 | 0.89 | 0 | 0 | 0.14 | 0 | 0 | 0 | 0 | Y | South | FC |  |  | 0.99
San Diego-IV | SDG1_1_PDRP100 | 0.56 | 0.99 | 0.99 | 0.99 | 0.79 | 0.27 | 0.13 | 0.2 | 0.31 | 0.52 | 0.99 | 0.98 | Y | South | FC |  |  | 0.99
San Diego-IV | SDG1_1_PDRP101 | 0.61 | 0.99 | 0.99 | 0.99 | 0 | 0.26 | 0.15 | 0 | 0.19 | 0.19 | 0 | 0 | Y | South | FC |  |  | 0.99
LA Basin | SCEC_1_PDRP127 | 0.44 | 0.99 | 0.99 | 0 | 0 | 0.99 | 0.57 | 0.34 | 0.82 | 0.53 | 0 | 0 | Y | South | FC |  |  | 0.99
LA Basin | SCEC_1_PDRP122 | 0.11 | 0 | 0 | 0 | 0.4 | 0.99 | 0.25 | 0.2 | 0.94 | 0 | 0 | 0.99 | Y | South | FC |  |  | 0.99
Big Creek-Ventura | SCEN_6_PDRP60 |  |  |  | 0.99 | 0 | 0 | 0.17 | 0.11 | 0.11 | 0.1 | 0 | 0 | Y | South | FC |  |  | 0.99
Big Creek-Ventura | SCEN_6_PDRP87 | 0.37 | 0.99 | 0.99 | 0.61 | 0 | 0 | 0.99 | 0 | 0 | 0 | 0.99 | 0 | Y | South | FC |  |  | 0.99
Big Creek-Ventura | SCEN_6_PDRP84 |  | 0.99 | 0.99 | 0 | 0 | 0 | 0 | 0.47 | 0.16 | 0.99 | 0 | 0.42 | Y | South | FC |  |  | 0.99
Big Creek-Ventura | SCEN_6_PDRP81 | 0.37 | 0.99 | 0.99 | 0 | 0.11 | 0.99 | 0.25 | 0.26 | 0.49 | 0 | 0.1 | 0.93 | Y | South | FC |  |  | 0.99
Bay Area | PGSB_1_PDRP76 | 0.12 | 0 | 0 | 0 | 0 | 0.99 | 0.17 | 0.16 | 0 | 0.19 | 0 | 0 | Y | North | FC |  |  | 0.99
San Diego-IV | SDG1_1_PDRP99 |  | 0.99 | 0.31 | 0.1 | 0 | 0.2 | 0.33 | 0.15 | 0 | 0.99 | 0.98 | 0.54 | Y | South | FC |  |  | 0.99
Bay Area | PGSB_1_PDRP68 |  |  |  | 0.99 | 0 | 0.69 | 0 | 0.13 | 0.91 | 0 | 0 | 0 | Y | North | FC |  |  | 0.99
Bay Area | PGSB_1_PDRP69 |  |  | 0.23 | 0 | 0 | 0.12 | 0 | 0 | 0.31 | 0.99 | 0.96 | 0 | Y | North | FC |  |  | 0.99
San Diego-IV | SDG1_1_PDRP97 | 0.9 | 0.99 | 0.99 | 0.99 | 0 | 0 | 0 | 0 | 0.2 | 0.99 | 0 | 0.24 | Y | South | FC |  |  | 0.99
San Diego-IV | SDG1_1_PDRP91 | 0.87 | 0.93 | 0.99 | 0.99 | 0.12 | 0.99 | 0 | 0.19 | 0.96 | 0.99 | 0 | 0 | Y | South | FC |  |  | 0.99
San Diego-IV | SDG1_1_PDRP88 | 0.17 | 0 | 0 | 0.99 | 0 | 0 | 0.12 | 0.37 | 0.16 | 0.99 | 0 | 0 | Y | South | FC |  |  | 0.99
NCNB | PGFG_1_PDRP19 | JUN: 0.13; JUL: 0.2; AUG: 0.11; SEP: 0.3; OCT: 0.99; NOV: 0; DEC: 0 | Y | North | FC |  |  | 0.99
LA Basin | SCEC_1_PDRP181 |  |  | 0.63 | 0 | 0.2 | 0.86 | 0.51 | 0.99 | 0.99 | 0.99 | 0.99 | 0.99 | Y | South | FC |  |  | 0.99
LA Basin | SCEC_1_PDRP157 | 0.39 | 0.99 | 0.99 | 0.99 | 0 | 0.1 | 0.46 | 0 | 0.64 | 0 | 0.27 | 0.32 | Y | South | FC |  |  | 0.99
San Diego-IV | SDG1_1_PDRP105 | 0.34 | 0.99 | 0.99 | 0.99 | 0.29 | 0 | 0 | 0 | 0 | 0.18 | 0.98 | 0.28 | Y | South | FC |  |  | 0.99
San Diego-IV | SDG1_1_PDRP111 | 0.26 | 0.99 | 0.99 | 0.5 | 0.7 | 0 | 0 | 0 | 0.22 | 0 | 0.67 | 0.52 | Y | South | FC |  |  | 0.99
Fresno | PGF1_2_PDRP69 |  | 0.11 | 0.15 | 0 | 0.61 | 0.99 | 0.12 | 0.2 | 0.21 | 0.99 | 0.11 | 0 | Y | North | FC |  |  | 0.99
Fresno | PGF1_2_PDRP64 | 0.32 | 0 | 0 | 0.99 | 0.63 | 0.99 | 0.13 | 0.19 | 0 | 0.1 | 0 | 0 | Y | North | FC |  |  | 0.99
Fresno | PGF1_2_PDRP96 | NOV: 0.99; DEC: 0 | Y | North | FC |  |  | 0.99
Fresno | PGF1_2_PDRP62 | 0.14 | 0.11 | 0 | 0 | 0 | 0.99 | 0 | 0 | 0.88 | 0.91 | 0 | 0.92 | Y | North | FC |  |  | 0.99
Fresno | PGF1_2_PDRP87 |  |  |  | 0.99 | 0 | 0 | 0 | 0.12 | 0 | 0 | 0 | 0.12 | Y | North | FC |  |  | 0.99
San Diego-IV | SDG1_1_PDRP121 |  |  | 0.21 | 0.21 | 0.99 | 0.17 | 0.24 | 0.5 | 0.59 | 0 | 0.16 | 0.29 | Y | South | FC |  |  | 0.99
Big Creek-Ventura | SCNW_6_PDRP44 | 0.27 | 0.99 | 0.15 | 0 | 0.14 | 0.99 | 0.21 | 0.1 | 0.11 | 0.3 | 0.13 | 0.11 | Y | South | FC |  |  | 0.99
Big Creek-Ventura | SCNW_6_PDRP48 | 0.31 | 0.99 | 0 | 0 | 0.11 | 0.49 | 0 | 0.19 | 0.13 | 0.15 | 0 | 0 | Y | South | FC |  |  | 0.99
CAISO System | SCHD_1_PDRP41 | 0.31 | 0.99 | 0.99 | 0.29 | 0 | 0.99 | 0.11 | 0.25 | 0 | 0 | 0.17 | 0.41 | Y | South | FC |  |  | 0.99
CAISO System | SCHD_1_PDRP64 | 0.61 | 0.99 | 0.99 | 0.99 | 0.99 | 0.99 | 0.99 | 0.99 | 0 | 0.99 | 0.99 | 0.99 | Y | South | FC |  |  | 0.99
CAISO System | SCHD_1_PDRP63 |  |  |  |  | 0.1 | 0.99 | 0.1 | 0.1 | 0.23 | 0 | 0 | 0 | Y | South | FC |  |  | 0.99
Big Creek-Ventura | SCNW_6_PDRP49 | 0.19 | 0.99 | 0.99 | 0.99 | 0.99 | 0.99 | 0 | 0.59 | 0 | 0 | 0 | 0 | Y | South | FC |  |  | 0.99
Big Creek-Ventura | SCNW_6_PDRP43 | 0.18 | 0.99 | 0.99 | 0.45 | 0 | 0.15 | 0.63 | 0.2 | 0.13 | 0.37 | 0 | 0 | Y | South | FC |  |  | 0.99
Big Creek-Ventura | SCNW_6_PDRP50 | 0.1 | 0.99 | 0.99 | 0.99 | 0 | 0.99 | 0.12 | 0.4 | 0.24 | 0.32 | 0 | 0 | Y | South | FC |  |  | 0.99
San Diego-IV | SDG1_1_PDRP103 | 0.13 | 0.99 | 0.99 | 0.99 | 0.12 | 0.32 | 0.13 | 0.1 | 0.24 | 0.74 | 0 | 0 | Y | South | FC |  |  | 0.99
Big Creek-Ventura | SCEN_6_PDRP66 | 0.1 | 0 | 0.99 | 0 | 0.99 | 0.99 | 0.99 | 0.99 | 0.99 | 0.99 | 0.99 | 0.99 | Y | South | FC |  |  | 0.99
Bay Area | PGSB_1_PDRP83 | 0.35 | 0.15 | 0.32 | 0 | 0.61 | 0.99 | 0.41 | 0.57 | 0.63 | 0 | 0 | 0.33 | Y | North | FC |  |  | 0.99
Bay Area | PGSB_1_PDRP94 | SEP: 0.55; OCT: 0.1; NOV: 0; DEC: 0.99 | Y | North | FC |  |  | 0.99
Bay Area | PGSF_2_PDRP51 | 0.31 | 0.57 | 0.99 | 0.99 | 0 | 0 | 0 | 0.14 | 0 | 0.99 | 0 | 0 | Y | North | FC |  |  | 0.99
Bay Area | PGSF_2_PDRP46 |  |  |  | 0.2 | 0 | 0.12 | 0 | 0 | 0 | 0.1 | 0 | 0.99 | Y | North | FC |  |  | 0.99
Bay Area | PGSF_2_PDRP56 | 0.47 | 0.14 | 0.99 | 0 | 0.62 | 0.14 | 0.99 | 0.22 | 0.13 | 0.3 | 0.26 | 0.21 | Y | North | FC |  |  | 0.99
Bay Area | PGSF_2_PDRP57 | 0.14 | 0.28 | 0.12 | 0 | 0.99 | 0.26 | 0.36 | 0.34 | 0.3 | 0 | 0 | 0.14 | Y | North | FC |  |  | 0.99
Bay Area | PGSB_1_PDRP103 | JUL: 0.99; AUG: 0.11; SEP: 0; OCT: 0; NOV: 0.99; DEC: 0 | Y | North | FC |  |  | 0.99
Bay Area | PGSB_1_PDRP104 | 0.53 | 0.73 | 0.99 | 0 | 0 | 0 | 0 | 0 | 0 | 0.27 | 0 | 0.31 | Y | North | FC |  |  | 0.99
CAISO System | SCHD_1_PDRP44 | 0.1 | 0.99 | 0.13 | 0 | 0.16 | 0.6 | 0 | 0.12 | 0.11 | 0.13 | 0.1 | 0 | Y | South | FC |  |  | 0.99
Big Creek-Ventura | SCNW_6_PDRP51 |  |  |  | 0.1 | 0.62 | 0 | 0.99 | 0.99 | 0.99 | 0.21 | 0.99 | 0.99 | Y | South | FC |  |  | 0.99
LA Basin | SCEW_2_PDRP133 | 0.23 | 0.99 | 0.99 | 0.99 | 0.99 | 0.99 | 0.99 | 0 | 0 | 0.46 | 0.13 | 0 | Y | South | FC |  |  | 0.99
Fresno | PGF1_2_PDRP109 | 0.59 | 0.24 | 0.99 | 0 | 0 | 0 | 0 | 0 | 0 | 0 | 0.14 | 0 | Y | North | FC |  |  | 0.99
LA Basin | SCEW_2_PDRP121 | 0.74 | 0.99 | 0.99 | 0.99 | 0.33 | 0.99 | 0 | 0.15 | 0.34 | 0.13 | 0.99 | 0.16 | Y | South | FC |  |  | 0.99
LA Basin | SCEW_2_PDRP125 | 0.39 | 0.99 | 0.34 | 0 | 0.11 | 0.1 | 0.86 | 0.76 | 0.87 | 0.99 | 0.1 | 0.17 | Y | South | FC |  |  | 0.99
LA Basin | SCEW_2_PDRP130 |  | 0.99 | 0.99 | 0 | 0.11 | 0.11 | 0.14 | 0.23 | 0.13 | 0.41 | 0.12 | 0.79 | Y | South | FC |  |  | 0.99
LA Basin | SCEW_2_PDRP131 |  | 0.99 | 0.13 | 0 | 0.11 | 0.99 | 0.11 | 0.25 | 0.48 | 0.56 | 0.2 | 0.1 | Y | South | FC |  |  | 0.99
LA Basin | SCEW_2_PDRP119 |  |  |  | 0.99 | 0.99 | 0 | 0.99 | 0 | 0 | 0 | 0.99 | 0.99 | Y | South | FC |  |  | 0.99
LA Basin | SCEW_2_PDRP118 | 0.61 | 0.99 | 0.41 | 0.31 | 0.99 | 0.99 | 0.99 | 0.76 | 0.98 | 0.1 | 0.99 | 0 | Y | South | FC |  |  | 0.99
LA Basin | SCEW_2_PDRP117 |  | 0.99 | 0.64 | 0.99 | 0.68 | 0 | 0.99 | 0.99 | 0.99 | 0.99 | 0.99 | 0.99 | Y | South | FC |  |  | 0.99
LA Basin | SCEW_2_PDRP116 | 0.53 | 0.99 | 0.99 | 0.9 | 0.56 | 0.99 | 0.32 | 0.12 | 0.77 | 0.25 | 0.35 | 0.16 | Y | South | FC |  |  | 0.99
LA Basin | SCEW_2_PDRP112 |  | 0.99 | 0 | 0.8 | 0.68 | 0.99 | 0.99 | 0.95 | 0.12 | 0.12 | 0.37 | 0.99 | Y | South | FC |  |  | 0.99
LA Basin | SCEW_2_PDRP111 | 0.46 | 0 | 0 | 0 | 0 | 0.99 | 0.11 | 0.2 | 0.67 | 0.27 | 0 | 0.41 | Y | South | FC |  |  | 0.99
LA Basin | SCEW_2_PDRP110 | 0.38 | 0.99 | 0 | 0 | 0 | 0.99 | 0.62 | 0.4 | 0.15 | 0.13 | 0 | 0 | Y | South | FC |  |  | 0.99
LA Basin | SCEW_2_PDRP120 | 0.28 | 0.99 | 0.57 | 0.6 | 0 | 0.99 | 0.11 | 0.37 | 0.37 | 0.12 | 0.36 | 0.4 | Y | South | FC |  |  | 0.99
Big Creek-Ventura | SCEN_6_PDRP80 | 0.13 | 0 | 0 | 0 | 0.99 | 0.99 | 0.11 | 0.11 | 0.86 | 0.99 | 0 | 0.3 | Y | South | FC |  |  | 0.99
Big Creek-Ventura | SCEN_6_PDRP97 |  |  |  |  | 0.1 | 0 | 0.2 | 0 | 0.18 | 0.86 | 0.99 | 0 | Y | South | FC |  |  | 0.99
Big Creek-Ventura | SCEN_6_PDRP89 | JUN: 0.99; JUL: 0.14; AUG: 0; SEP: 0; OCT: 0; NOV: 0; DEC: 0 | Y | South | FC |  |  | 0.99
LA Basin | SCEW_2_PDRP109 | 0.29 | 0 | 0 | 0 | 0.61 | 0.99 | 0.12 | 0.99 | 0.21 | 0.35 | 0 | 0 | Y | South | FC |  |  | 0.99
LA Basin | SCEW_2_PDRP107 | 0.1 | 0.99 | 0 | 0 | 0 | 0.99 | 0.99 | 0.94 | 0.47 | 0.99 | 0 | 0.13 | Y | South | FC |  |  | 0.99
LA Basin | SCEW_2_PDRP108 | 0.28 | 0.99 | 0.99 | 0.99 | 0.99 | 0.99 | 0.99 | 0.99 | 0.99 | 0.99 | 0.99 | 0.99 | Y | South | FC |  |  | 0.99
Sierra | PGSI_1_PDRP40 |  |  |  |  | 0.1 | 0 | 0.12 | 0.19 | 0.79 | 0.13 | 0.99 | 0.42 | Y | North | FC |  |  | 0.99
Sierra | PGSI_1_PDRP37 | 0.13 | 0.11 | 0 | 0 | 0 | 0 | 0.39 | 0.21 | 0.15 | 0.37 | 0.14 | 0.99 | Y | North | FC |  |  | 0.99
CAISO System | PGNP_2_PDRP30 | 0.16 | 0.29 | 0.13 | 0.98 | 0.16 | 0.29 | 0.52 | 0 | 0 | 0.1 | 0 | 0 | Y | North | FC |  |  | 0.98
CAISO System | Proxima Solar | JUL: 0.98; AUG: 0.82; SEP: 0.69; OCT: 0.42; NOV: 0.26; DEC: 0.09 | N | North | PD | 8.45% | Co-located with PROXSR_2_PS2BT3. | 0.98
CAISO System | South Belridge Cogen Facility | 0.87 | 0.44 | 0.21 | 0.87 | 0.79 | 0.79 | 0.68 | 0.62 | 0.46 | 0.46 | 0.84 | 0.98 | N | North | FC |  |  | 0.98
CAISO System | Lost Creek 1 & 2 Hydro Conversion | 0.98 | 0.97 | 0.97 | 0.96 | 0.94 | 0.85 | 0.9 | 0.87 | 0.87 | 0.88 | 0.9 | 0.87 | N | North | FC |  |  | 0.98
Kern | Ces Dairy Biogas | 0.95 | 0.97 | 0.94 | 0.93 | 0.95 | 0.91 | 0.92 | 0.93 | 0.94 | 0.96 | 0.96 | 0.97 | N | North | FC |  |  | 0.97
Kern | Lakeview Dairy Biogas | 0.97 | 0.96 | 0.94 | 0.95 | 0.94 | 0.94 | 0.93 | 0.93 | 0.94 | 0.95 | 0.97 | 0.97 | N | North | FC |  |  | 0.97
Bay Area | PGSF_2_PDRP33 |  |  |  | 0.55 | 0.95 | 0 | 0 | 0 | 0 | 0.14 | 0 | 0.31 | Y | North | FC |  |  | 0.95
CAISO System | PGNP_2_PDRP31 |  |  |  |  | 0.61 | 0.95 | 0.11 | 0.55 | 0.38 | 0.18 | 0.6 | 0.55 | Y | North | FC |  |  | 0.95
Big Creek-Ventura | VLTS_PDR_SCNW_1 | 0.21 | 0.21 | 0.21 | 0.95 | 0.53 | 0.5 | 0.53 | 0.53 | 0.53 | 0.53 | 0.21 | 0.42 | Y | South | FC |  |  | 0.95
Sierra | PGSI_1_PDRP48 |  |  |  | 0.21 | 0.83 | 0.89 | 0.95 | 0.95 | 0.95 | 0.75 | 0 | 0.1 | Y | North | FC |  |  | 0.95
Bay Area | VLTS_PDR_PGCC_01 | 0.95 | 0.91 | 0.91 | 0.91 | 0.91 | 0.85 | 0.91 | 0.91 | 0.85 | 0.85 | 0.85 | 0.85 | Y | North | FC |  |  | 0.95
Big Creek-Ventura | SCEN_6_PDRP94 |  |  |  |  | 0.84 | 0 | 0.54 | 0.54 | 0.54 | 0.94 | 0 | 0 | Y | South | FC |  |  | 0.94
Bay Area | PGSB_1_PDRP89 | DEC: 0.94 | Y | North | FC |  |  | 0.94
Bay Area | PGSF_2_PDRP35 | SEP: 0.12; OCT: 0; NOV: 0.94; DEC: 0 | Y | North | FC |  |  | 0.94
Big Creek-Ventura | Summer Solar North | 0.03 | 0.2 | 0.23 | 0.29 | 0.42 | 0.85 | 0.94 | 0.81 | 0.72 | 0.48 | 0.37 | 0.23 | N | South | FC |  |  | 0.94
CAISO System | Cow Creek Hydro | 0.69 | 0.93 | 0.75 | 0.87 | 0.58 | 0.41 | 0.19 | 0.1 | 0.09 | 0.17 | 0.55 | 0.82 | N | North | FC |  |  | 0.93
Big Creek-Ventura | SCNW_6_PDRP42 |  |  |  | 0.23 | 0 | 0 | 0.93 | 0.93 | 0.93 | 0 | 0.1 | 0 | Y | South | FC |  |  | 0.93
Big Creek-Ventura | SCNW_6_PDRP41 | 0.14 | 0 | 0 | 0 | 0.53 | 0.93 | 0 | 0 | 0 | 0 | 0 | 0 | Y | South | FC |  |  | 0.93
Bay Area | PGEB_2_PDRP104 | AUG: 0.17; SEP: 0.92; OCT: 0; NOV: 0; DEC: 0 | Y | North | FC |  |  | 0.92
LA Basin | ONTARIO/SIERRA HYDRO PSP | 0.89 | 0.92 | 0.83 | 0.82 | 0.86 | 0.75 | 0.75 | 0.64 | 0.53 | 0.44 | 0.4 | 0.48 | N | South | FC |  |  | 0.92
CAISO System | Burney Creek Hydro | 0.2 | 0.02 | 0.19 | 0.92 | 0.44 | 0 | 0 | 0 | 0 | 0.01 | 0.01 | 0.06 | N | North | FC |  |  | 0.92
Bay Area | PGEB_2_PDRP78 | 0.11 | 0.44 | 0.1 | 0.31 | 0.75 | 0.92 | 0.9 | 0.58 | 0.81 | 0 | 0.1 | 0 | Y | North | FC |  |  | 0.92
Sierra | PGSI_1_PDRP35 |  |  | 0.15 | 0 | 0.14 | 0.18 | 0.11 | 0.92 | 0.22 | 0 | 0 | 0.3 | Y | North | FC |  |  | 0.92
NCNB | PGFG_1_PDRP24 | AUG: 0.2; SEP: 0; OCT: 0; NOV: 0.91; DEC: 0 | Y | North | FC |  |  | 0.91
Bay Area | PGCC_1_PDRP19 |  | 0.37 | 0 | 0.37 | 0.64 | 0.91 | 0.11 | 0.23 | 0.13 | 0 | 0 | 0 | Y | North | FC |  |  | 0.91
LA Basin | SCEC_1_PDRP140 | 0.64 | 0 | 0 | 0.53 | 0.91 | 0.78 | 0.83 | 0.79 | 0 | 0 | 0 | 0 | Y | South | FC |  |  | 0.91
Bay Area | PGCC_1_PDRP16 |  | 0.13 | 0 | 0.12 | 0 | 0 | 0 | 0 | 0 | 0.91 | 0 | 0 | Y | North | FC |  |  | 0.91
Fresno | PGF1_2_PDRP88 |  |  |  |  | 0.91 | 0 | 0 | 0 | 0 | 0 | 0.46 | 0 | Y | North | FC |  |  | 0.91
San Diego-IV | Desert Green Solar Farm | 0.03 | 0.19 | 0.22 | 0.28 | 0.4 | 0.83 | 0.91 | 0.78 | 0.7 | 0.47 | 0.36 | 0.22 | N | South | FC |  |  | 0.91
Humboldt | PGHB_6_PDRP12 | AUG: 0.1; SEP: 0.91; OCT: 0.21; NOV: 0; DEC: 0 | Y | North | FC |  |  | 0.91
Bay Area | PGP2_2_PDRP47 | SEP: 0.9; OCT: 0.17; NOV: 0; DEC: 0 | Y | North | FC |  |  | 0.9
Bay Area | PGSB_1_PDRP91 |  |  |  |  | 0.9 | 0 | 0 | 0 | 0 | 0 | 0 | 0 | Y | North | FC |  |  | 0.9
CAISO System | PGNP_2_PDRP21 |  |  |  |  | 0.22 | 0.8 | 0.9 | 0.8 | 0.8 | 0 | 0 | 0 | Y | North | FC |  |  | 0.9
Bay Area | PGEB_2_PDRP80 |  |  |  |  | 0.72 | 0.9 | 0.78 | 0 | 0.39 | 0 | 0 | 0 | Y | North | FC |  |  | 0.9
Fresno | PGF1_2_PDRP61 |  |  |  |  | 0.9 | 0.85 | 0.85 | 0.85 | 0.85 | 0 | 0 | 0.51 | Y | North | FC |  |  | 0.9
Fresno | PGF1_2_PDRP97 | AUG: 0.14; SEP: 0.9; OCT: 0; NOV: 0; DEC: 0 | Y | North | FC |  |  | 0.9
Fresno | PGF1_2_PDRP89 | JUL: 0.89; AUG: 0.89; SEP: 0.89; OCT: 0.88; NOV: 0; DEC: 0.28 | Y | North | FC |  |  | 0.89
Bay Area | Zero Waste Energy | 0.72 | 0.67 | 0.75 | 0.84 | 0.81 | 0.84 | 0.87 | 0.87 | 0.88 | 0.89 | 0.87 | 0.86 | N | North | FC |  |  | 0.89
NCNB | PGNB_2_PDRP30 |  |  | 0.1 | 0 | 0.89 | 0 | 0 | 0 | 0 | 0 | 0 | 0 | Y | North | FC |  |  | 0.89
Bay Area | PGEB_2_PDRP66 |  |  |  |  | 0.89 | 0 | 0 | 0 | 0 | 0 | 0.31 | 0 | Y | North | FC |  |  | 0.89
CAISO System | PGZP_2_PDRP43 |  |  |  |  | 0.89 | 0 | 0.1 | 0.5 | 0 | 0 | 0 | 0 | Y | North | FC |  |  | 0.89
Bay Area | PGEB_2_PDRP105 |  |  | 0.89 | 0 | 0.62 | 0 | 0 | 0 | 0 | 0 | 0 | 0 | Y | North | FC |  |  | 0.89
Sierra | Combie South | 0.88 | 0.68 | 0.53 | 0.76 | 0.65 | 0.24 | 0.12 | 0.01 | 0.04 | 0.04 | 0.67 | 0.78 | N | North | FC |  |  | 0.88
San Diego-IV | SDG1_1_PDRP102 | 0.32 | 0.78 | 0.48 | 0.47 | 0.59 | 0.46 | 0.88 | 0 | 0 | 0.33 | 0 | 0 | Y | South | FC |  |  | 0.88
LA Basin | SCEC_1_PDRP107 |  |  |  |  | 0.16 | 0 | 0.81 | 0.11 | 0.87 | 0.17 | 0 | 0 | Y | South | FC |  |  | 0.87
NCNB | PGNB_2_PDRP34 | AUG: 0.14; SEP: 0.87; OCT: 0; NOV: 0; DEC: 0 | Y | North | FC |  |  | 0.87
San Diego-IV | SDG1_1_PDRP119 | 0.11 | 0 | 0 | 0.36 | 0.39 | 0.13 | 0 | 0.5 | 0.22 | 0.71 | 0.87 | 0.19 | Y | South | FC |  |  | 0.87
Kern | PGKN_2_PDRP33 | JUN: 0.3; JUL: 0; AUG: 0.19; SEP: 0.43; OCT: 0.87; NOV: 0; DEC: 0 | Y | North | FC |  |  | 0.87
Big Creek-Ventura | SCEN_6_PDRP85 | AUG: 0.19; SEP: 0; OCT: 0; NOV: 0.19; DEC: 0.87 | Y | South | FC |  |  | 0.87
LA Basin | SCEW_2_PDRP124 | 0.16 | 0 | 0 | 0 | 0 | 0.86 | 0.24 | 0.46 | 0.35 | 0.15 | 0 | 0 | Y | South | FC |  |  | 0.86
Bay Area | PGSB_1_PDRP95 | JUL: 0.84; AUG: 0.84; SEP: 0.84; OCT: 0.86; NOV: 0; DEC: 0 | Y | North | FC |  |  | 0.86
LA Basin | SCEC_1_PDRP143 | 0.63 | 0 | 0 | 0 | 0 | 0 | 0.72 | 0.23 | 0.86 | 0 | 0 | 0.48 | Y | South | FC |  |  | 0.86
Fresno | Avenal Park Solar Project | 0.02 | 0.18 | 0.21 | 0.26 | 0.38 | 0.79 | 0.86 | 0.74 | 0.67 | 0.44 | 0.34 | 0.21 | N | North | ID | 100% | 18DGD Waiting for Reconductor Los Banos-Padre Flat-Panoche 230 kV, QC8RAS-08 RAS and possibly other | 0.86
CAISO System | Brookfield Tehachapi 3 | 0.8 | 0.85 | 0.74 | 0.71 | 0.76 | 0.69 | 0.64 | 0.49 | 0.51 | 0.47 | 0.63 | 0.77 | N | South | FC |  |  | 0.85
Fresno | PGF1_2_PDRP71 |  |  | 0.26 | 0 | 0 | 0 | 0 | 0.56 | 0.84 | 0.61 | 0 | 0.55 | Y | North | FC |  |  | 0.84
CAISO System | CONTROL QFS | 0.56 | 0.6 | 0.59 | 0.84 | 0.57 | 0.67 | 0.64 | 0.59 | 0.66 | 0.53 | 0.56 | 0.53 | N | South | FC |  |  | 0.84
Bay Area | PGCC_1_PDRP25 | AUG: 0.11; SEP: 0.84; OCT: 0; NOV: 0; DEC: 0 | Y | North | FC |  |  | 0.84
Bay Area | PGEB_2_PDRP69 |  |  | 0.12 | 0 | 0 | 0 | 0 | 0.84 | 0 | 0 | 0 | 0 | Y | North | FC |  |  | 0.84
CAISO System | ESPN_SCLD_1_PDRP07 |  | 0.84 | 0.8 | 0.84 | 0.53 | 0.11 | 0.11 | 0.11 | 0.11 | 0.11 | 0.11 | 0.11 | Y | South | FC |  |  | 0.84
LA Basin | SCEW_2_PDRP103 | 0.48 | 0.48 | 0.48 | 0.78 | 0.78 | 0.58 | 0.48 | 0.48 | 0.48 | 0.83 | 0.83 | 0.83 | Y | South | FC |  |  | 0.83
CAISO System | PGZP_2_PDRP37 |  |  |  |  | 0.66 | 0 | 0.83 | 0.83 | 0.83 | 0.21 | 0 | 0.27 | Y | North | FC |  |  | 0.83
Bay Area | PGEB_2_PDRP79 |  |  |  | 0.77 | 0 | 0 | 0.83 | 0.77 | 0.13 | 0 | 0 | 0 | Y | North | FC |  |  | 0.83
Bay Area | PGSB_1_PDRP92 |  |  |  |  | 0.83 | 0 | 0 | 0 | 0 | 0.12 | 0.12 | 0 | Y | North | FC |  |  | 0.83
Fresno | PGF1_2_PDRP75 | JUL: 0.2; AUG: 0; SEP: 0; OCT: 0.15; NOV: 0; DEC: 0.82 | Y | North | FC |  |  | 0.82
Fresno | Madera Canal Site 980 | 0 | 0 | 0 | 0 | 0 | 0.45 | 0.82 | 0.06 | 0 | 0 | 0 | 0 | N | North | FC |  |  | 0.82
Bay Area | PGSB_1_PDRP58 | 0.17 | 0.17 | 0.18 | 0.36 | 0.52 | 0.72 | 0.81 | 0.81 | 0.81 | 0.49 | 0.22 | 0.2 | Y | North | FC |  |  | 0.81
LA Basin | SCEC_1_PDRP146 | 0.64 | 0 | 0 | 0 | 0 | 0 | 0.1 | 0 | 0.81 | 0 | 0.11 | 0.32 | Y | South | FC |  |  | 0.81
LA Basin | MWD Coyote Creek Hydroelectric Recovery | 0 | 0 | 0 | 0 | 0 | 0 | 0 | 0 | 0.8 | 0 | 0 | 0 | Y | South | FC |  |  | 0.8
Bay Area | PGP2_2_PDRP17 |  |  |  |  | 0.23 | 0.8 | 0.8 | 0.8 | 0.8 | 0.5 | 0.4 | 0 | Y | North | FC |  |  | 0.8
San Diego-IV | SDG1_1_PDRP14 | OCT: 0.8; NOV: 0.5; DEC: 0 | Y | South | FC |  |  | 0.8
Kern | PGKN_2_PDRP24 | JUL: 0.27; AUG: 0; SEP: 0; OCT: 0; NOV: 0; DEC: 0.8 | Y | North | FC |  |  | 0.8
Stockton | Angels Powerhouse | 0.8 | 0.72 | 0.72 | 0.64 | 0.46 | 0.31 | 0.3 | 0.23 | 0.34 | 0.43 | 0 | 0.72 | N | North | FC |  |  | 0.8
Stockton | PGST_2_PDRP15 |  |  |  |  | 0.1 | 0.8 | 0.5 | 0.5 | 0.5 | 0 | 0 | 0 | Y | North | FC |  |  | 0.8
CAISO System | PGZP_2_PDRP26 | AUG: 0.8; SEP: 0.14; OCT: 0.79; NOV: 0; DEC: 0 | Y | North | FC |  |  | 0.8
Big Creek-Ventura | SCNW_6_PDRP40 |  |  |  |  | 0.8 | 0.11 | 0.11 | 0.1 | 0.33 | 0 | 0.14 | 0.34 | Y | South | FC |  |  | 0.8
LA Basin | SCEW_2_PDRP141 | OCT: 0.8; NOV: 0; DEC: 0 | Y | South | FC |  |  | 0.8
Sierra | PGSI_1_PDRP28 | JUN: 0.8; JUL: 0.3; AUG: 0.2; SEP: 0.3; OCT: 0; NOV: 0; DEC: 0 | Y | North | FC |  |  | 0.8
Bay Area | PGP2_2_PDRP55 |  |  |  |  | 0.14 | 0 | 0 | 0.27 | 0.79 | 0.33 | 0 | 0 | Y | North | FC |  |  | 0.79
NCNB | PGNB_2_PDRP27 |  |  |  | 0.32 | 0.79 | 0 | 0.13 | 0.15 | 0.19 | 0 | 0 | 0 | Y | North | FC |  |  | 0.79
CAISO System | PGZP_2_PDRP33 |  |  |  |  | 0.48 | 0.62 | 0 | 0 | 0 | 0.79 | 0.76 | 0 | Y | North | FC |  |  | 0.79
Bay Area | PGP2_2_PDRP53 | SEP: 0.38; OCT: 0; NOV: 0.18; DEC: 0.78 | Y | North | FC |  |  | 0.78
San Diego-IV | SDG1_1_PDRP84 | JUN: 0.73; JUL: 0.1; AUG: 0.6; SEP: 0.78; OCT: 0.17; NOV: 0; DEC: 0.16 | Y | South | FC |  |  | 0.78
CAISO System | Matthews Dam Hydro | 0.66 | 0.77 | 0.59 | 0.67 | 0.67 | 0.33 | 0.19 | 0.14 | 0.3 | 0.27 | 0.71 | 0.49 | N | North | FC |  |  | 0.77
Bay Area | PGSB_1_PDRP72 | JUL: 0.76; AUG: 0; SEP: 0; OCT: 0; NOV: 0; DEC: 0 | Y | North | FC |  |  | 0.76
Humboldt | PGHB_6_PDRP10 |  |  |  |  | 0.76 | 0 | 0 | 0.11 | 0.11 | 0 | 0.14 | 0.11 | Y | North | FC |  |  | 0.76
Kern | Bakersfield Solar 1 | 0.02 | 0.16 | 0.18 | 0.23 | 0.34 | 0.69 | 0.76 | 0.65 | 0.58 | 0.39 | 0.3 | 0.18 | N | North | FC |  |  | 0.76
Stockton | VLTS_PDR_PGST_1 | 0.57 | 0.75 | 0.75 | 0 | 0 | 0 | 0 | 0 | 0 | 0 | 0 | 0 | Y | North | FC |  |  | 0.75
Bay Area | PGEB_2_PDRP102 | SEP: 0.67; OCT: 0.75; NOV: 0; DEC: 0 | Y | North | FC |  |  | 0.75
NCNB | VLTS_PDR_PGNB_02 | 0.61 | 0.75 | 0.75 | 0.75 | 0.75 | 0.7 | 0.75 | 0.75 | 0.75 | 0.75 | 0.75 | 0.75 | Y | North | FC |  |  | 0.75
Bay Area | PGSF_2_PDRP50 | SEP: 0.1; OCT: 0.74; NOV: 0.11; DEC: 0 | Y | North | FC |  |  | 0.74
Kern | PGKN_2_PDRP36 |  |  |  |  | 0.66 | 0.73 | 0 | 0 | 0 | 0.16 | 0 | 0.14 | Y | North | FC |  |  | 0.73
Stockton | PGST_2_PDRP35 | 0.11 | 0 | 0 | 0 | 0 | 0.4 | 0 | 0.19 | 0.73 | 0.13 | 0.15 | 0 | Y | North | FC |  |  | 0.73
San Diego-IV | SDG1_1_PDRP96 | 0.19 | 0 | 0 | 0.19 | 0.73 | 0.36 | 0.27 | 0.12 | 0.49 | 0.19 | 0.54 | 0.13 | Y | South | FC |  |  | 0.73
Kern | PGKN_2_PDRP25 |  |  |  | 0.65 | 0.73 | 0.55 | 0 | 0.19 | 0.23 | 0.16 | 0 | 0 | Y | North | FC |  |  | 0.73
CAISO System | Rio Grande | 0.02 | 0.15 | 0.18 | 0.22 | 0.32 | 0.66 | 0.72 | 0.62 | 0.56 | 0.37 | 0.29 | 0.18 | N | South | FC |  |  | 0.72
Fresno | CalRENEW - 1(A) | 0.02 | 0.15 | 0.18 | 0.22 | 0.32 | 0.66 | 0.72 | 0.62 | 0.56 | 0.37 | 0.29 | 0.18 | N | North | FC |  |  | 0.72
Big Creek-Ventura | Lancaster Little Rock C | 0.02 | 0.15 | 0.18 | 0.22 | 0.32 | 0.66 | 0.72 | 0.62 | 0.56 | 0.37 | 0.29 | 0.18 | N | South | FC |  |  | 0.72
Sierra | PGSI_1_PDRP33 |  |  |  | 0.48 | 0.12 | 0 | 0 | 0.66 | 0.72 | 0 | 0 | 0 | Y | North | FC |  |  | 0.72
San Diego-IV | Ramona 2 | 0.02 | 0.15 | 0.18 | 0.22 | 0.32 | 0.66 | 0.72 | 0.62 | 0.56 | 0.37 | 0.29 | 0.18 | N | South | FC |  |  | 0.72
San Diego-IV | Valley Center 2 | 0.02 | 0.15 | 0.18 | 0.22 | 0.32 | 0.66 | 0.72 | 0.62 | 0.56 | 0.37 | 0.29 | 0.18 | N | South | FC |  |  | 0.72
CAISO System | Frankenheimer Power Plant | 0 | 0 | 0 | 0 | 0 | 0 | 0 | 0.72 | 0.61 | 0 | 0 | 0 | N | North | FC |  |  | 0.72
CAISO System | Victor Dry Farm Ranch A | 0.02 | 0.15 | 0.18 | 0.22 | 0.32 | 0.66 | 0.72 | 0.62 | 0.56 | 0.37 | 0.29 | 0.18 | N | South | FC |  |  | 0.72
Big Creek-Ventura | Dry Farm Ranch B | 0.02 | 0.15 | 0.18 | 0.22 | 0.32 | 0.66 | 0.72 | 0.62 | 0.56 | 0.37 | 0.29 | 0.18 | N | South | FC |  |  | 0.72
Bay Area | PGCC_1_PDRP17 | 0.3 | 0.16 | 0 | 0.12 | 0.69 | 0.38 | 0.35 | 0.38 | 0.26 | 0.71 | 0.27 | 0.43 | Y | North | FC |  |  | 0.71
NCNB | PGNB_2_PDRP19 | 0.11 | 0.12 | 0 | 0 | 0.71 | 0.43 | 0.12 | 0.13 | 0.12 | 0.12 | 0.13 | 0 | Y | North | FC |  |  | 0.71
Stockton | PGST_2_PDRP17 | AUG: 0.27; SEP: 0.38; OCT: 0.7; NOV: 0.2; DEC: 0.32 | Y | North | FC |  |  | 0.7
CAISO System | PGNP_2_PDRP50 |  |  |  |  | 0.26 | 0.7 | 0 | 0.56 | 0.59 | 0.12 | 0.23 | 0 | Y | North | FC |  |  | 0.7
Big Creek-Ventura | SCEN_6_PDRP01 | 0.14 | 0.14 | 0.16 | 0.31 | 0.45 | 0.63 | 0.7 | 0.7 | 0.7 | 0.42 | 0.19 | 0.17 | Y | South | FC |  |  | 0.7
LA Basin | SCEC_1_PDRP119 |  |  |  |  | 0.7 | 0 | 0.68 | 0 | 0 | 0.33 | 0 | 0 | Y | South | FC |  |  | 0.7
Stockton | PGST_2_PDRP07 | JUL: 0.6; AUG: 0.45; SEP: 0.7; OCT: 0; NOV: 0; DEC: 0 | Y | North | FC |  |  | 0.7
LA Basin | SCEC_1_PDRP06 | 0.14 | 0.14 | 0.16 | 0.31 | 0.45 | 0.63 | 0.7 | 0.7 | 0.7 | 0.42 | 0.19 | 0.17 | Y | South | FC |  |  | 0.7
Humboldt | PGHB_6_PDRP04 | JUL: 0.1; AUG: 0.7; SEP: 0.7; OCT: 0; NOV: 0; DEC: 0 | Y | North | FC |  |  | 0.7
Bay Area | PGSB_1_PDRP56 | 0.14 | 0.14 | 0.16 | 0.31 | 0.45 | 0.63 | 0.7 | 0.7 | 0.7 | 0.42 | 0.19 | 0.17 | Y | North | FC |  |  | 0.7
CAISO System | PGZP_2_PDRP31 |  | 0.11 | 0.38 | 0 | 0.1 | 0.58 | 0.69 | 0.19 | 0.24 | 0.17 | 0 | 0 | Y | North | FC |  |  | 0.69
Bay Area | PGSB_1_PDRP66 |  |  |  |  | 0.69 | 0.59 | 0 | 0 | 0 | 0 | 0 | 0 | Y | North | FC |  |  | 0.69
NCNB | PGNC_1_PDRP09 |  |  |  |  | 0.69 | 0 | 0 | 0 | 0 | 0 | 0 | 0 | Y | North | FC |  |  | 0.69
Bay Area | PGEB_2_PDRP81 | 0.13 | 0.18 | 0.68 | 0 | 0.19 | 0.21 | 0.22 | 0.25 | 0.13 | 0.29 | 0.24 | 0.32 | Y | North | FC |  |  | 0.68
CAISO System | Zephyr Park | 0.62 | 0.66 | 0.58 | 0.55 | 0.59 | 0.54 | 0.5 | 0.38 | 0.39 | 0.37 | 0.49 | 0.6 | N | South | FC |  |  | 0.66
CAISO System | PGSB_1_PDRP73 | 0.1 | 0.28 | 0.2 | 0.27 | 0.48 | 0.52 | 0.66 | 0 | 0 | 0 | 0 | 0 | Y | North | FC |  |  | 0.66
Bay Area | PGP2_2_PDRP42 |  |  |  | 0.31 | 0.66 | 0.54 | 0.63 | 0.29 | 0.21 | 0.23 | 0 | 0.51 | Y | North | FC |  |  | 0.66
Big Creek-Ventura | Antelope Solar 3B | 0.02 | 0.13 | 0.15 | 0.2 | 0.29 | 0.59 | 0.65 | 0.55 | 0.49 | 0.32 | 0.23 | 0.13 | N | South | ID | 100% | Waiting for Tehachapi CRAS. Co-located | 0.65
CAISO System | PGNP_2_PDRP49 | 0.49 | 0 | 0 | 0 | 0.54 | 0.51 | 0.65 | 0.65 | 0.65 | 0.49 | 0 | 0.33 | Y | North | FC |  |  | 0.65
Bay Area | Sunset Reservoir - North Basin | 0.02 | 0.14 | 0.16 | 0.2 | 0.29 | 0.59 | 0.65 | 0.56 | 0.5 | 0.33 | 0.26 | 0.16 | N | North | FC |  |  | 0.65
Big Creek-Ventura | Big Sky Solar 2 | 0.02 | 0.13 | 0.15 | 0.2 | 0.29 | 0.59 | 0.65 | 0.55 | 0.49 | 0.32 | 0.23 | 0.13 | N | South | FC |  | Co-located | 0.65
Bay Area | PGSB_1_PDRP70 | 0.11 | 0 | 0 | 0.64 | 0 | 0.18 | 0.2 | 0 | 0.32 | 0 | 0 | 0 | Y | North | FC |  |  | 0.64
LA Basin | SCEC_1_PDRP153 | 0.64 | 0 | 0 | 0 | 0 | 0 | 0.15 | 0.16 | 0.19 | 0.46 | 0.16 | 0 | Y | South | FC |  |  | 0.64
Bay Area | PGSB_1_PDRP77 | 0.11 | 0.13 | 0.17 | 0 | 0.64 | 0.14 | 0.13 | 0.42 | 0.21 | 0.12 | 0 | 0 | Y | North | FC |  |  | 0.64
Bay Area | BAY ENVIRONMENTAL (NOVE POWER) | 0.64 | 0.63 | 0.4 | 0.38 | 0.35 | 0.37 | 0.35 | 0.37 | 0.07 | 0.25 | 0.35 | 0.18 | N | North | FC |  |  | 0.64
LA Basin | SCEC_1_PDRP158 | 0.11 | 0 | 0 | 0 | 0 | 0 | 0 | 0.63 | 0.45 | 0 | 0 | 0 | Y | South | FC |  |  | 0.63
LA Basin | VLTS_PDR_SCEW_03 | 0.11 | 0.11 | 0.11 | 0.63 | 0.63 | 0.6 | 0.63 | 0.63 | 0.63 | 0.63 | 0.11 | 0.32 | Y | South | FC |  |  | 0.63
CAISO System | PGNP_2_PDRP41 | 0.11 | 0 | 0.13 | 0 | 0.14 | 0.62 | 0 | 0.14 | 0 | 0 | 0 | 0 | Y | North | FC |  |  | 0.62
Sierra | ALTA POWER HOUSE | 0.34 | 0.3 | 0.3 | 0.4 | 0.2 | 0.39 | 0.4 | 0.61 | 0.42 | 0.53 | 0.41 | 0.3 | N | North | FC |  |  | 0.61
NCNB | PGNC_1_PDRP01 | 0.12 | 0.12 | 0.14 | 0.26 | 0.39 | 0.54 | 0.6 | 0.6 | 0.6 | 0.36 | 0.16 | 0.15 | Y | North | FC |  |  | 0.6
Sierra | Oak Flat | 0.34 | 0.34 | 0.42 | 0.41 | 0.6 | 0.59 | 0.48 | 0.38 | 0.2 | 0.21 | 0.2 | 0.22 | N | North | FC |  | Rio Oso constraint removed starting March 1, 2024 per new CAISO deliverability methodology. | 0.6
Bay Area | PGEB_2_PDRP95 | SEP: 0.6; OCT: 0; NOV: 0; DEC: 0 | Y | North | FC |  |  | 0.6
Bay Area | PGEB_2_PDRP98 |  |  |  |  | 0.33 | 0 | 0.6 | 0.6 | 0.6 | 0 | 0.1 | 0 | Y | North | FC |  |  | 0.6
LA Basin | SCEC_1_PDRP08 | JUN: 0.5; JUL: 0.1; AUG: 0.1; SEP: 0.1; OCT: 0.6; NOV: 0.5; DEC: 0 | Y | South | FC |  |  | 0.6
Bay Area | PGCC_1_PDRP21 |  |  |  |  | 0.53 | 0 | 0 | 0.14 | 0.23 | 0.1 | 0 | 0.6 | Y | North | FC |  |  | 0.6
NCNB | PGNB_2_PDRP12 |  |  |  |  | 0.2 | 0.6 | 0.6 | 0.6 | 0.6 | 0.4 | 0.4 | 0 | Y | North | FC |  |  | 0.6
Fresno | PGF1_2_PDRP94 |  |  |  |  | 0.48 | 0.11 | 0.57 | 0 | 0.16 | 0.17 | 0.6 | 0 | Y | North | FC |  |  | 0.6
CAISO System | TOAD TOWN | 0.38 | 0.59 | 0.37 | 0.26 | 0.39 | 0.28 | 0.2 | 0.18 | 0.03 | 0.03 | 0.11 | 0.06 | N | North | FC |  |  | 0.59
Bay Area | PGSF_2_PDRP36 |  |  |  | 0.59 | 0 | 0 | 0.26 | 0.17 | 0.19 | 0 | 0 | 0 | Y | North | FC |  |  | 0.59
Fresno | PGF1_2_PDRP72 | OCT: 0.59; NOV: 0; DEC: 0 | Y | North | FC |  |  | 0.59
Bay Area | PGEB_2_PDRP68 | AUG: 0.59; SEP: 0; OCT: 0; NOV: 0; DEC: 0.31 | Y | North | FC |  |  | 0.59
LA Basin | Garnet Solar Power Generation Station 1 | 0.02 | 0.12 | 0.14 | 0.18 | 0.26 | 0.52 | 0.58 | 0.5 | 0.44 | 0.3 | 0.23 | 0.14 | N | South | FC |  |  | 0.58
Big Creek-Ventura | SCEN_6_PDRP98 |  |  |  | 0.23 | 0.58 | 0 | 0 | 0 | 0 | 0 | 0.1 | 0 | Y | South | FC |  |  | 0.58
Sierra | PGSI_1_PDRP31 |  | 0.13 | 0.14 | 0 | 0.51 | 0.2 | 0.13 | 0.14 | 0.26 | 0.58 | 0.18 | 0 | Y | North | FC |  |  | 0.58
Fresno | PGF1_2_PDRP73 | SEP: 0.57; OCT: 0; NOV: 0; DEC: 0.11 | Y | North | FC |  |  | 0.57
Humboldt | Three Forks Water Power Project | 0.57 | 0.5 | 0.29 | 0.53 | 0.54 | 0.3 | 0.22 | 0.11 | 0.16 | 0.09 | 0.14 | 0.17 | N | North | PD | 80.00% |  | 0.57
CAISO System | Coram Energy | 0.53 | 0.56 | 0.5 | 0.47 | 0.5 | 0.46 | 0.43 | 0.33 | 0.34 | 0.31 | 0.42 | 0.51 | N | South | FC |  |  | 0.56
LA Basin | Eastwind | 0.53 | 0.56 | 0.5 | 0.47 | 0.5 | 0.46 | 0.43 | 0.33 | 0.34 | 0.31 | 0.42 | 0.51 | N | South | FC |  |  | 0.56
CAISO System | Clover Creek | 0.47 | 0.47 | 0.38 | 0.55 | 0.45 | 0.26 | 0.1 | 0.04 | 0.01 | 0 | 0.14 | 0.33 | N | North | FC |  |  | 0.55
CAISO System | PGNP_2_PDRP43 | JUN: 0.55; JUL: 0.14; AUG: 0.27; SEP: 0.34; OCT: 0.27; NOV: 0.16; DEC: 0.33 | Y | North | FC |  |  | 0.55
Bay Area | PGSB_1_PDRP74 |  |  |  | 0.37 | 0 | 0 | 0 | 0.11 | 0.54 | 0.11 | 0.15 | 0.35 | Y | North | FC |  |  | 0.54
LA Basin | Whitewater Hydro | 0.07 | 0 | 0 | 0 | 0 | 0 | 0 | 0 | 0.08 | 0.27 | 0.24 | 0.54 | N | South | FC |  |  | 0.54
Big Creek-Ventura | Lancaster East Avenue F | 0.02 | 0.11 | 0.13 | 0.17 | 0.24 | 0.49 | 0.54 | 0.47 | 0.42 | 0.28 | 0.21 | 0.13 | N | South | FC |  |  | 0.54
Sierra | VLTS_PDR_PGSI_03 |  |  |  | 0.32 | 0.53 | 0.53 | 0.53 | 0.53 | 0.53 | 0.32 | 0 | 0 | Y | North | FC |  |  | 0.53
Sierra | Lassen Station Hydro | 0.13 | 0.13 | 0.44 | 0.48 | 0.43 | 0.24 | 0.08 | 0.08 | 0 | 0.02 | 0.18 | 0.53 | N | North | FC |  | Rio Oso constraint removed starting March 1, 2024 per new CAISO deliverability methodology. | 0.53
Big Creek-Ventura | SCEN_6_PDRP96 | NOV: 0.27; DEC: 0.53 | Y | South | FC |  |  | 0.53
Fresno | VLTS_PDR_PGF1_04 |  |  |  | 0.21 | 0.53 | 0.53 | 0.53 | 0.53 | 0.53 | 0.21 | 0 | 0 | Y | North | FC |  |  | 0.53
San Diego-IV | SDG1_1_PDRP98 |  |  |  | 0.12 | 0.15 | 0.15 | 0.53 | 0.23 | 0.48 | 0.1 | 0 | 0.15 | Y | South | FC |  |  | 0.53
Fresno | PGF1_2_PDRP68 | 0.18 | 0.12 | 0.22 | 0.1 | 0.12 | 0.13 | 0.31 | 0.19 | 0.19 | 0.11 | 0.53 | 0.14 | Y | North | FC |  |  | 0.53
LA Basin | SANTA ANA PSP | 0.46 | 0.53 | 0.52 | 0.34 | 0.27 | 0 | 0 | 0 | 0 | 0 | 0 | 0 | N | South | FC |  |  | 0.53
Bay Area | VLTS_PDR_PGSF_1 |  |  |  | 0.32 | 0.53 | 0.53 | 0.53 | 0.53 | 0.53 | 0.32 | 0 | 0 | Y | North | FC |  |  | 0.53
Sierra | SMALL QF AGGREGATION - GRASS VALLEY | 0.04 | 0.07 | 0.08 | 0.29 | 0.53 | 0.3 | 0.23 | 0.3 | 0.25 | 0.03 | 0.01 | 0.02 | N | North | FC |  |  | 0.53
NCNB | PGNB_2_PDRP25 | JUN: 0.52; JUL: 0; AUG: 0; SEP: 0.11; OCT: 0; NOV: 0; DEC: 0 | Y | North | FC |  |  | 0.52
CAISO System | Water Wheel Ranch | 0.29 | 0.33 | 0.32 | 0.52 | 0.45 | 0.19 | 0.07 | 0.06 | 0.05 | 0.08 | 0.12 | 0.17 | N | North | FC |  |  | 0.52
CAISO System | PGZP_2_PDRP32 |  | 0.43 | 0.52 | 0 | 0 | 0 | 0 | 0 | 0 | 0 | 0 | 0.42 | Y | North | FC |  |  | 0.52
Big Creek-Ventura | SCEN_6_PDRP106 |  |  |  | 0.52 | 0 | 0 | 0 | 0 | 0.21 | 0 | 0 | 0 | Y | South | FC |  |  | 0.52
Fresno | PGF1_2_PDRP63 |  |  |  | 0.43 | 0 | 0 | 0 | 0 | 0 | 0 | 0 | 0.51 | Y | North | FC |  |  | 0.51
Bay Area | PGSF_2_PDRP08 |  |  |  |  | 0.1 | 0.2 | 0.3 | 0.5 | 0.3 | 0.4 | 0.4 | 0 | Y | North | FC |  |  | 0.5
Big Creek-Ventura | SCNW_6_PDRP08 | JUL: 0.15; AUG: 0.23; SEP: 0.5; OCT: 0; NOV: 0; DEC: 0 | Y | South | FC |  |  | 0.5
Kern | PGKN_2_PDRP38 |  |  |  |  | 0.5 | 0.46 | 0.47 | 0.47 | 0.47 | 0.46 | 0 | 0.5 | Y | North | FC |  |  | 0.5
Stockton | Paulsell Solar Energy Center PV | AUG: 0.5; SEP: 0.42; OCT: 0.25; NOV: 0.16; DEC: 0.06 | Y | North | ID | 30.58% | Q1350 - Waiting for Vierra Loop-in. PD to 30.58 percent. Co-located with Paulsell Solar Energy Center BESS PALSEL_6_PLSBT1. | 0.5
Fresno | PGF1_2_PDRP86 |  |  | 0.27 | 0 | 0 | 0.5 | 0 | 0 | 0 | 0 | 0 | 0 | Y | North | FC |  |  | 0.5
San Diego-IV | SDG1_1_PDRP07 | 0.5 | 0.5 | 0.5 | 0 | 0 | 0 | 0.5 | 0.5 | 0.5 | 0.15 | 0.15 | 0.15 | Y | South | FC |  |  | 0.5
San Diego-IV | Ramona Solar Energy | 0.02 | 0.1 | 0.12 | 0.15 | 0.22 | 0.46 | 0.5 | 0.43 | 0.38 | 0.26 | 0.2 | 0.12 | N | South | PD | 80.00% |  | 0.5
Sierra | Salmon Creek Hydroelectric Project | 0.14 | 0.25 | 0.32 | 0.48 | 0.48 | 0.14 | 0.03 | 0 | 0 | 0.03 | 0.14 | 0.08 | N | North | FC |  |  | 0.48
Fresno | PGF1_2_PDRP82 |  |  |  |  | 0.11 | 0.48 | 0.37 | 0.18 | 0.12 | 0 | 0 | 0 | Y | North | FC |  |  | 0.48
NCNB | PGFG_1_PDRP23 |  |  |  |  | 0.24 | 0.28 | 0.31 | 0.31 | 0.31 | 0.48 | 0 | 0 | Y | North | FC |  |  | 0.48
Big Creek-Ventura | SCNW_6_PDRP46 |  |  | 0.11 | 0.47 | 0 | 0.13 | 0.19 | 0 | 0.2 | 0.14 | 0 | 0.14 | Y | South | FC |  |  | 0.47
Sierra | FMEADO_6_HELLHL | 0.21 | 0.21 | 0.28 | 0.39 | 0.12 | 0.47 | 0.44 | 0.4 | 0.24 | 0.23 | 0.21 | 0.19 | N | North | FC |  |  | 0.47
Big Creek-Ventura | SCEN_6_PDRP76 | JUL: 0.47; AUG: 0; SEP: 0; OCT: 0; NOV: 0; DEC: 0.32 | Y | South | FC |  |  | 0.47
Sierra | PGSI_1_PDRP43 |  |  |  |  | 0.11 | 0.47 | 0 | 0.3 | 0 | 0.37 | 0.25 | 0 | Y | North | FC |  |  | 0.47
Humboldt | Baker Station Hydro | 0.47 | 0.45 | 0.37 | 0.28 | 0.13 | 0.01 | 0 | 0 | 0 | 0.01 | 0.06 | 0.46 | N | North | FC |  |  | 0.47
Fresno | PGF1_2_PDRP95 | OCT: 0.46; NOV: 0; DEC: 0.43 | Y | North | FC |  |  | 0.46
Bay Area | PGCC_1_PDRP35 | AUG: 0.13; SEP: 0; OCT: 0; NOV: 0; DEC: 0.46 | Y | North | FC |  |  | 0.46
NCNB | PGFG_1_PDRP25 |  |  |  |  | 0.11 | 0.46 | 0.13 | 0 | 0 | 0 | 0 | 0 | Y | North | FC |  |  | 0.46
Big Creek-Ventura | SANTA CLARA QFS | 0.22 | 0.22 | 0.18 | 0.24 | 0.23 | 0.25 | 0.24 | 0.31 | 0.3 | 0.26 | 0.34 | 0.46 | N | South | FC |  |  | 0.46
Bay Area | PGEB_2_PDRP77 | 0.44 | 0.45 | 0.23 | 0 | 0 | 0 | 0 | 0.17 | 0.13 | 0.43 | 0.12 | 0.29 | Y | North | FC |  |  | 0.45
San Diego-IV | SDG1_1_PDRP38 | 0.12 | 0.1 | 0.14 | 0.17 | 0.3 | 0.1 | 0.44 | 0.1 | 0 | 0.28 | 0.13 | 0.13 | Y | South | FC |  |  | 0.44
San Diego-IV | SDG1_1_PDRP34 | 0.12 | 0.1 | 0.14 | 0.1 | 0.3 | 0.1 | 0.44 | 0.1 | 0 | 0.28 | 0.13 | 0.13 | Y | South | FC |  |  | 0.44
Bay Area | PGSB_1_PDRP67 | 0.41 | 0.44 | 0.22 | 0 | 0 | 0 | 0 | 0.38 | 0 | 0 | 0 | 0.25 | Y | North | FC |  |  | 0.44
Sierra | PGSI_1_PDRP44 | 0.14 | 0 | 0 | 0.44 | 0 | 0.11 | 0.15 | 0 | 0 | 0 | 0 | 0 | Y | North | FC |  |  | 0.44
San Diego-IV | SDG1_1_PDRP32 | 0.12 | 0.1 | 0.15 | 0.1 | 0.3 | 0.1 | 0.44 | 0.1 | 0 | 0.28 | 0.13 | 0.13 | Y | South | FC |  |  | 0.44
Bay Area | PGSB_1_PDRP11 | 0.13 | 0.44 | 0.16 | 0.15 | 0.2 | 0.21 | 0.18 | 0.1 | 0 | 0.19 | 0.18 | 0.18 | Y | North | FC |  |  | 0.44
Stockton | Woodward Power Plant | 0 | 0 | 0 | 0.4 | 0 | 0.1 | 0.44 | 0.29 | 0.02 | 0 | 0 | 0 | N | North | FC |  |  | 0.44
San Diego-IV | SDG1_1_PDRP28 | 0.12 | 0.1 | 0.15 | 0.1 | 0.3 | 0.1 | 0.44 | 0.1 | 0 | 0.28 | 0.13 | 0.13 | Y | South | FC |  |  | 0.44
San Diego-IV | SDG1_1_PDRP26 | 0.12 | 0.1 | 0.15 | 0.1 | 0.3 | 0.1 | 0.44 | 0.1 | 0 | 0.28 | 0.13 | 0.13 | Y | South | FC |  |  | 0.44
San Diego-IV | SDG1_1_PDRP40 | 0.11 | 0.14 | 0.14 | 0.17 | 0.3 | 0.1 | 0.43 | 0 | 0 | 0.28 | 0.13 | 0.13 | Y | South | FC |  |  | 0.43
San Diego-IV | SDG1_1_PDRP70 |  |  |  | 0.17 | 0.29 | 0.38 | 0.43 | 0 | 0 | 0.27 | 0 | 0 | Y | South | FC |  |  | 0.43
Big Creek-Ventura | Lancaster B | 0.01 | 0.09 | 0.11 | 0.13 | 0.19 | 0.39 | 0.43 | 0.37 | 0.33 | 0.22 | 0.17 | 0.11 | N | South | FC |  |  | 0.43
Bay Area | PGSB_1_PDRP63 | AUG: 0.43; SEP: 0; OCT: 0.3; NOV: 0.2; DEC: 0 | Y | North | FC |  |  | 0.43
LA Basin | SCEC_1_PDRP178 | AUG: 0.43; SEP: 0; OCT: 0; NOV: 0.41; DEC: 0 | Y | South | FC |  |  | 0.43
San Diego-IV | SDG1_1_PDRP48 | 0.11 | 0.14 | 0.14 | 0.17 | 0.3 | 0.1 | 0.43 | 0 | 0 | 0.27 | 0.13 | 0.13 | Y | South | FC |  |  | 0.43
Big Creek-Ventura | Central Antelope Dry Ranch B | 0.01 | 0.09 | 0.11 | 0.13 | 0.19 | 0.39 | 0.43 | 0.37 | 0.33 | 0.22 | 0.17 | 0.11 | N | South | FC |  |  | 0.43
Sierra | PGSI_1_PDRP42 |  | 0.19 | 0.12 | 0.12 | 0.22 | 0.41 | 0.31 | 0.27 | 0.43 | 0.28 | 0.26 | 0.23 | Y | North | FC |  |  | 0.43
Big Creek-Ventura | Antelope Valley Solar | 0.01 | 0.09 | 0.11 | 0.13 | 0.19 | 0.39 | 0.43 | 0.37 | 0.33 | 0.22 | 0.17 | 0.11 | N | South | FC |  |  | 0.43
Sierra | PGSI_1_PDRP45 |  |  | 0.15 | 0 | 0 | 0.1 | 0.2 | 0.1 | 0.13 | 0.43 | 0 | 0 | Y | North | FC |  |  | 0.43
Big Creek-Ventura | Little Rock Pham Solar | 0.01 | 0.09 | 0.11 | 0.13 | 0.19 | 0.39 | 0.43 | 0.37 | 0.33 | 0.22 | 0.17 | 0.11 | N | South | FC |  |  | 0.43
Big Creek-Ventura | Green Beanworks C | 0.01 | 0.09 | 0.11 | 0.13 | 0.19 | 0.39 | 0.43 | 0.37 | 0.33 | 0.22 | 0.17 | 0.11 | N | South | FC |  |  | 0.43
LA Basin | Milliken Landfill Solar | 0.01 | 0.09 | 0.11 | 0.13 | 0.19 | 0.39 | 0.43 | 0.37 | 0.33 | 0.22 | 0.17 | 0.11 | N | South | FC |  |  | 0.43
CAISO System | SCHD_1_PDRP48 | 0.43 | 0 | 0 | 0 | 0 | 0 | 0.11 | 0.36 | 0.11 | 0 | 0 | 0 | Y | South | FC |  |  | 0.43
CAISO System | Hazel A | 0.01 | 0.09 | 0.1 | 0.13 | 0.19 | 0.39 | 0.43 | 0.37 | 0.33 | 0.22 | 0.17 | 0.1 | N | South | FC |  |  | 0.43
San Diego-IV | Mesa Crest | 0.01 | 0.09 | 0.11 | 0.13 | 0.19 | 0.39 | 0.43 | 0.37 | 0.33 | 0.22 | 0.17 | 0.11 | N | South | FC |  |  | 0.43
Big Creek-Ventura | Green Beanworks D | 0.01 | 0.09 | 0.11 | 0.13 | 0.19 | 0.39 | 0.43 | 0.37 | 0.33 | 0.22 | 0.17 | 0.11 | N | South | FC |  |  | 0.43
San Diego-IV | SDG1_1_PDRP46 | 0.11 | 0.14 | 0.14 | 0.17 | 0.3 | 0.1 | 0.43 | 0 | 0 | 0.27 | 0.13 | 0.13 | Y | South | FC |  |  | 0.43
San Diego-IV | SDG1_1_PDRP60 | 0.11 | 0.14 | 0.14 | 0.17 | 0.3 | 0.1 | 0.43 | 0 | 0 | 0.27 | 0.13 | 0.13 | Y | South | FC |  |  | 0.43
Big Creek-Ventura | Green Beanworks B | 0.01 | 0.09 | 0.11 | 0.13 | 0.19 | 0.39 | 0.43 | 0.37 | 0.33 | 0.22 | 0.17 | 0.11 | N | South | FC |  |  | 0.43
Fresno | Merced 1 | 0.01 | 0.09 | 0.11 | 0.13 | 0.19 | 0.39 | 0.43 | 0.37 | 0.33 | 0.22 | 0.17 | 0.11 | N | North | FC |  |  | 0.43
San Diego-IV | SDG1_1_PDRP44 | 0.11 | 0.14 | 0.14 | 0.17 | 0.3 | 0.1 | 0.43 | 0 | 0 | 0.27 | 0.13 | 0.13 | Y | South | FC |  |  | 0.43
San Diego-IV | SDG1_1_PDRP68 |  |  |  | 0.17 | 0.29 | 0.38 | 0.43 | 0 | 0 | 0.27 | 0 | 0 | Y | South | FC |  |  | 0.43
San Diego-IV | SDG1_1_PDRP64 | 0.11 | 0.14 | 0.14 | 0.17 | 0.29 | 0.1 | 0.43 | 0 | 0 | 0.27 | 0.12 | 0.12 | Y | South | FC |  |  | 0.43
San Diego-IV | SDG1_1_PDRP62 | 0.11 | 0.14 | 0.14 | 0.17 | 0.29 | 0.1 | 0.43 | 0 | 0 | 0.27 | 0.12 | 0.12 | Y | South | FC |  |  | 0.43
San Diego-IV | SDG1_1_PDRP66 |  |  |  | 0.17 | 0.29 | 0.26 | 0.43 | 0 | 0 | 0.27 | 0 | 0 | Y | South | FC |  |  | 0.43
Bay Area | PGP2_2_PDRP62 | 0.14 | 0.36 | 0.13 | 0.22 | 0.36 | 0.25 | 0.43 | 0.38 | 0.24 | 0.38 | 0.21 | 0.29 | Y | North | FC |  |  | 0.43
Kern | PGKN_2_PDRP41 |  | 0.37 | 0.38 | 0 | 0 | 0.42 | 0 | 0 | 0 | 0.14 | 0.2 | 0 | Y | North | FC |  |  | 0.42
LA Basin | VLTS_PDR_SCEC_03 | 0.11 | 0.11 | 0.11 | 0.42 | 0.42 | 0.4 | 0.42 | 0.42 | 0.42 | 0.42 | 0.11 | 0.32 | Y | South | FC |  |  | 0.42
NCNB | PGNB_2_PDRP42 | JUL: 0.15; AUG: 0; SEP: 0; OCT: 0; NOV: 0; DEC: 0.42 | Y | North | FC |  |  | 0.42
CAISO System | PGNP_2_PDRP42 | JUL: 0.17; AUG: 0.21; SEP: 0.41; OCT: 0; NOV: 0.17; DEC: 0 | Y | North | FC |  |  | 0.41
Bay Area | PGEB_2_PDRP84 | JUL: 0.13; AUG: 0.19; SEP: 0; OCT: 0.41; NOV: 0.23; DEC: 0.41 | Y | North | FC |  |  | 0.41
Big Creek-Ventura | SCNW_6_PDRP47 | 0.1 | 0 | 0.41 | 0 | 0 | 0 | 0.14 | 0.14 | 0.1 | 0 | 0.1 | 0 | Y | South | FC |  |  | 0.41
Fresno | PGF1_2_PDRP91 | OCT: 0.41; NOV: 0; DEC: 0 | Y | North | FC |  |  | 0.41
San Diego-IV | SDG1_1_PDRP51 | 0.11 | 0.14 | 0.14 | 0.16 | 0.27 | 0.1 | 0.4 | 0 | 0 | 0.25 | 0.13 | 0.13 | Y | South | FC |  |  | 0.4
San Diego-IV | SDG1_1_PDRP15 | 0.12 | 0.1 | 0.15 | 0.1 | 0.28 | 0.1 | 0.4 | 0.1 | 0 | 0.26 | 0.14 | 0.14 | Y | South | FC |  |  | 0.4
Bay Area | PGCC_1_PDRP04 | OCT: 0.4; NOV: 0.4; DEC: 0 | Y | North | FC |  |  | 0.4
CAISO System | SCHD_1_PDRP06 | JUL: 0.4; AUG: 0.4; SEP: 0.4; OCT: 0; NOV: 0; DEC: 0 | Y | South | FC |  |  | 0.4
Big Creek-Ventura | MOORPARK QFS | 0.01 | 0.06 | 0.02 | 0 | 0 | 0.04 | 0.04 | 0.28 | 0.4 | 0.4 | 0.4 | 0.39 | N | South | FC |  |  | 0.4
Stockton | PGST_2_PDRP16 | JUL: 0.4; AUG: 0.4; SEP: 0.4; OCT: 0.31; NOV: 0; DEC: 0 | Y | North | FC |  |  | 0.4
CAISO System | Volta Hydro Unit 2 | 0.29 | 0.4 | 0.3 | 0.2 | 0.37 | 0.24 | 0.16 | 0.09 | 0.21 | 0.17 | 0.23 | 0.26 | N | North | FC |  |  | 0.4
CAISO System | Mill & Sulphur Creek Hydro | 0.4 | 0.33 | 0.13 | 0.24 | 0.19 | 0 | 0 | 0 | 0 | 0.05 | 0.04 | 0.1 | N | North | FC |  |  | 0.4
San Diego-IV | SDG1_1_PDRP45 | 0.12 | 0.15 | 0.15 | 0.16 | 0.27 | 0.1 | 0.4 | 0 | 0 | 0.25 | 0.13 | 0.13 | Y | South | FC |  |  | 0.4
LA Basin | PADUA QFS | 0.17 | 0.29 | 0.24 | 0.28 | 0.35 | 0.39 | 0.4 | 0.34 | 0.36 | 0.32 | 0.32 | 0.22 | N | South | FC |  |  | 0.4
San Diego-IV | SDG1_1_PDRP39 | 0.12 | 0.15 | 0.15 | 0.16 | 0.27 | 0.1 | 0.4 | 0 | 0 | 0.25 | 0.13 | 0.13 | Y | South | FC |  |  | 0.4
San Diego-IV | SDG1_1_PDRP41 | 0.12 | 0.15 | 0.15 | 0.16 | 0.27 | 0.1 | 0.4 | 0 | 0 | 0.25 | 0.13 | 0.13 | Y | South | FC |  |  | 0.4
San Diego-IV | SDG1_1_PDRP37 | 0.12 | 0.1 | 0.15 | 0.1 | 0.27 | 0.1 | 0.4 | 0.1 | 0 | 0.25 | 0.13 | 0.13 | Y | South | FC |  |  | 0.4
San Diego-IV | SDG1_1_PDRP43 | 0.12 | 0.15 | 0.15 | 0.16 | 0.27 | 0.1 | 0.4 | 0 | 0 | 0.25 | 0.13 | 0.13 | Y | South | FC |  |  | 0.4
San Diego-IV | SDG1_1_PDRP33 | 0.12 | 0.1 | 0.15 | 0.1 | 0.27 | 0.1 | 0.4 | 0.1 | 0 | 0.25 | 0.14 | 0.14 | Y | South | FC |  |  | 0.4
San Diego-IV | SDG1_1_PDRP27 | 0.12 | 0.1 | 0.15 | 0.1 | 0.28 | 0.1 | 0.4 | 0.1 | 0 | 0.25 | 0.14 | 0.14 | Y | South | FC |  |  | 0.4
San Diego-IV | SDG1_1_PDRP25 | 0.12 | 0.1 | 0.15 | 0.1 | 0.28 | 0.1 | 0.4 | 0.1 | 0 | 0.26 | 0.14 | 0.14 | Y | South | FC |  |  | 0.4
CAISO System | PGNP_2_PDRP10 | 0.13 | 0.4 | 0.16 | 0.13 | 0.17 | 0.15 | 0.2 | 0.1 | 0 | 0.16 | 0.14 | 0.14 | Y | North | FC |  |  | 0.4
San Diego-IV | SDG1_1_PDRP47 | 0.12 | 0.14 | 0.14 | 0.16 | 0.27 | 0.1 | 0.4 | 0 | 0 | 0.25 | 0.13 | 0.13 | Y | South | FC |  |  | 0.4
San Diego-IV | SDG1_1_PDRP49 | 0.11 | 0.14 | 0.14 | 0.16 | 0.27 | 0.1 | 0.4 | 0 | 0 | 0.25 | 0.13 | 0.13 | Y | South | FC |  |  | 0.4
Kern | PGKN_2_PDRP42 | JUL: 0.12; AUG: 0.4; SEP: 0.12; OCT: 0; NOV: 0; DEC: 0 | Y | North | FC |  |  | 0.4
LA Basin | PACIFIC WEST 1 WIND GENERATION | 0.37 | 0.39 | 0.35 | 0.33 | 0.35 | 0.32 | 0.3 | 0.23 | 0.24 | 0.22 | 0.3 | 0.36 | N | South | FC |  |  | 0.39
CAISO System | PGNP_2_PDRP40 |  | 0.21 | 0.12 | 0 | 0.29 | 0.39 | 0.17 | 0.23 | 0.29 | 0.22 | 0.17 | 0.26 | Y | North | FC |  |  | 0.39
San Diego-IV | SDG1_1_PDRP61 |  |  |  | 0.15 | 0.27 | 0.1 | 0.39 | 0 | 0 | 0.25 | 0 | 0 | Y | South | FC |  |  | 0.39
Fresno | Fish Water | 0.3 | 0.39 | 0.27 | 0.29 | 0.33 | 0.32 | 0.3 | 0.2 | 0.24 | 0.35 | 0.32 | 0.23 | N | North | FC |  |  | 0.39
San Diego-IV | SDG1_1_PDRP67 |  |  |  | 0.15 | 0.27 | 0.35 | 0.39 | 0 | 0 | 0.25 | 0 | 0 | Y | South | FC |  |  | 0.39
San Diego-IV | SDG1_1_PDRP63 |  |  |  | 0.15 | 0.27 | 0.35 | 0.39 | 0 | 0 | 0.25 | 0 | 0 | Y | South | FC |  |  | 0.39
San Diego-IV | SDG1_1_PDRP65 |  |  |  | 0.15 | 0.27 | 0.35 | 0.39 | 0 | 0 | 0.25 | 0 | 0 | Y | South | FC |  |  | 0.39
San Diego-IV | SDG1_1_PDRP69 |  |  |  | 0.15 | 0.27 | 0.35 | 0.39 | 0 | 0 | 0.25 | 0 | 0 | Y | South | FC |  |  | 0.39
CAISO System | PGZP_2_PDRP29 | JUN: 0.14; JUL: 0; AUG: 0; SEP: 0; OCT: 0; NOV: 0.39; DEC: 0.1 | Y | North | FC |  |  | 0.39
Bay Area | PGSB_1_PDRP102 | JUL: 0.14; AUG: 0.38; SEP: 0; OCT: 0; NOV: 0; DEC: 0 | Y | North | FC |  |  | 0.38
CAISO System | Digger Creek Ranch Hydro | 0.3 | 0.31 | 0.3 | 0.38 | 0.33 | 0.29 | 0.25 | 0.22 | 0.22 | 0.23 | 0.22 | 0.25 | N | North | FC |  |  | 0.38
Bay Area | PGP2_2_PDRP35 |  |  |  |  | 0.34 | 0.35 | 0.38 | 0.38 | 0.38 | 0.35 | 0 | 0 | Y | North | FC |  |  | 0.38
Bay Area | PGSB_1_PDRP78 |  |  |  |  | 0.38 | 0 | 0 | 0 | 0 | 0.1 | 0 | 0 | Y | North | FC |  |  | 0.38
Fresno | PGF1_2_PDRP93 |  |  |  | 0.19 | 0.37 | 0 | 0 | 0 | 0 | 0.11 | 0.24 | 0 | Y | North | FC |  |  | 0.37
Fresno | Crane Valley | 0 | 0 | 0 | 0 | 0 | 0 | 0 | 0 | 0.11 | 0.37 | 0.16 | 0.12 | N | North | FC |  |  | 0.37
NCNB | PGFG_1_PDRP21 | 0.17 | 0.2 | 0.18 | 0.17 | 0.22 | 0.37 | 0.32 | 0.13 | 0.31 | 0.11 | 0.11 | 0 | Y | North | FC |  |  | 0.37
Bay Area | VLTS_PDR_PGEB_02 | 0.17 | 0.21 | 0.21 | 0.21 | 0.37 | 0.35 | 0.37 | 0.37 | 0.37 | 0.37 | 0.37 | 0.37 | Y | North | FC |  |  | 0.37
Bay Area | PGCC_1_PDRP34 | 0.37 | 0 | 0 | 0 | 0.25 | 0.22 | 0.27 | 0.27 | 0.27 | 0.32 | 0 | 0 | Y | North | FC |  |  | 0.37
Bay Area | PGP2_2_PDRP56 | SEP: 0.37; OCT: 0; NOV: 0; DEC: 0.1 | Y | North | FC |  |  | 0.37
San Diego-IV | Valley Center 1 | 0.01 | 0.08 | 0.09 | 0.11 | 0.16 | 0.33 | 0.36 | 0.31 | 0.28 | 0.19 | 0.14 | 0.09 | N | South | FC |  |  | 0.36
Big Creek-Ventura | SCEN_6_PDRP95 |  |  |  |  | 0.36 | 0 | 0 | 0.32 | 0 | 0 | 0 | 0 | Y | South | FC |  |  | 0.36
Fresno | Kings River Syphon | 0.25 | 0.36 | 0 | 0 | 0 | 0.2 | 0.25 | 0.32 | 0.25 | 0.19 | 0 | 0.32 | Y | North | FC |  |  | 0.36
CAISO System | Vaca-Dixon Solar Station | 0.01 | 0.08 | 0.09 | 0.11 | 0.16 | 0.33 | 0.36 | 0.31 | 0.28 | 0.19 | 0.14 | 0.09 | N | North | FC |  |  | 0.36
LA Basin | SCEC_1_PDRP179 | SEP: 0.36; OCT: 0; NOV: 0; DEC: 0 | Y | South | FC |  |  | 0.36
Fresno | SAN JOAQUIN 2 | 0 | 0 | 0 | 0 | 0 | 0 | 0 | 0 | 0.01 | 0 | 0.28 | 0.35 | N | North | FC |  |  | 0.35
Fresno | PGF1_2_PDRP78 | 0.21 | 0.26 | 0.24 | 0 | 0.12 | 0.12 | 0.14 | 0.25 | 0.33 | 0 | 0.35 | 0.14 | Y | North | FC |  |  | 0.35
LA Basin | North Palm Springs 1A | 0.01 | 0.07 | 0.08 | 0.11 | 0.15 | 0.31 | 0.35 | 0.3 | 0.27 | 0.18 | 0.14 | 0.08 | N | South | FC |  |  | 0.35
CAISO System | Bear Creek Hydroelectric Project | 0.35 | 0.27 | 0 | 0.16 | 0 | 0 | 0 | 0 | 0 | 0.04 | 0.04 | 0.12 | N | North | FC |  |  | 0.35
CAISO System | ABEC Bidart-Stockale #1 | 0.32 | 0.32 | 0.32 | 0.33 | 0.33 | 0.35 | 0.34 | 0.33 | 0.35 | 0.32 | 0.3 | 0.3 | N | North | FC |  |  | 0.35
NCNB | PGNB_2_PDRP35 |  |  |  |  | 0.35 | 0.33 | 0.34 | 0.34 | 0.34 | 0.28 | 0 | 0 | Y | North | FC |  |  | 0.35
Bay Area | PGP2_2_PDRP08 | 0.13 | 0.35 | 0.16 | 0.17 | 0.19 | 0.15 | 0.17 | 0 | 0 | 0.16 | 0.14 | 0.14 | Y | North | FC |  |  | 0.35
CAISO System | PGNP_2_PDRP48 |  |  |  | 0.16 | 0 | 0 | 0.35 | 0 | 0 | 0.13 | 0 | 0.33 | Y | North | FC |  |  | 0.35
LA Basin | SCEC_1_PDRP162 | OCT: 0.34; NOV: 0; DEC: 0.12 | Y | South | FC |  |  | 0.34
San Diego-IV | Cole Grade | 0.01 | 0.07 | 0.08 | 0.1 | 0.15 | 0.31 | 0.34 | 0.29 | 0.26 | 0.17 | 0.13 | 0.08 | N | South | FC |  |  | 0.34
Big Creek-Ventura | SCEN_6_PDRP63 | OCT: 0.12; NOV: 0; DEC: 0.34 | Y | South | FC |  |  | 0.34
Big Creek-Ventura | SCEN_6_PDRP88 |  |  |  | 0.33 | 0 | 0 | 0 | 0 | 0 | 0 | 0 | 0 | Y | South | FC |  |  | 0.33
San Diego-IV | SMALL QF AGGREGATION - SAN DIEGO | 0.15 | 0.15 | 0.15 | 0.19 | 0.29 | 0.33 | 0.3 | 0.32 | 0.32 | 0.28 | 0.26 | 0.16 | N | South | FC |  |  | 0.33
CAISO System | SMALL QF AGGREGATION - STOCKTON | 0.09 | 0.07 | 0.1 | 0.13 | 0.17 | 0.32 | 0.23 | 0.2 | 0.17 | 0.07 | 0.04 | 0.07 | N | North | FC |  |  | 0.32
CAISO System | VLTS_PDR_SCHD_01 |  | 0.11 | 0.11 | 0.32 | 0.32 | 0.3 | 0.32 | 0.32 | 0.32 | 0.32 | 0.11 | 0.11 | Y | South | FC |  |  | 0.32
Kern | PGKN_2_PDRP44 | JUN: 0.32; JUL: 0; AUG: 0.14; SEP: 0; OCT: 0.11; NOV: 0.13; DEC: 0.15 | Y | North | FC |  |  | 0.32
LA Basin | VLTS_PDR_SCEC_01 | 0.11 | 0.11 | 0.11 | 0.32 | 0.32 | 0.3 | 0.32 | 0.32 | 0.32 | 0.32 | 0.11 | 0.21 | Y | South | FC |  |  | 0.32
Big Creek-Ventura | SCEN_6_PDRP65 | 0.18 | 0 | 0 | 0 | 0 | 0 | 0 | 0.11 | 0.21 | 0.32 | 0 | 0 | Y | South | FC |  |  | 0.32
CAISO System | SCHD_1_PDRP61 |  |  |  |  | 0.32 | 0.3 | 0.3 | 0.3 | 0.3 | 0.29 | 0 | 0.12 | Y | South | FC |  |  | 0.32
Fresno | Madera Chowchilla 2 | 0 | 0 | 0 | 0 | 0.04 | 0.19 | 0.32 | 0.04 | 0 | 0 | 0 | 0 | N | North | FC |  |  | 0.32
Sierra | PGSI_1_PDRP36 | JUL: 0.25; AUG: 0.2; SEP: 0.23; OCT: 0.31; NOV: 0; DEC: 0 | Y | North | FC |  |  | 0.31
LA Basin | SCEW_2_PDRP106 | 0.13 | 0 | 0 | 0.31 | 0 | 0 | 0 | 0.11 | 0.28 | 0.31 | 0 | 0 | Y | South | FC |  |  | 0.31
Fresno | Madera Chowchilla 4 | 0 | 0 | 0 | 0 | 0.01 | 0.1 | 0.31 | 0.01 | 0 | 0 | 0 | 0 | N | North | FC |  |  | 0.31
Fresno | Fairfield Powerhouse | 0 | 0 | 0 | 0.01 | 0.24 | 0.31 | 0.26 | 0.28 | 0.08 | 0 | 0 | 0 | N | North | FC |  |  | 0.31
Fresno | PGF1_2_PDRP25 | 0.13 | 0.1 | 0.16 | 0.14 | 0.2 | 0.3 | 0.18 | 0 | 0 | 0.19 | 0.14 | 0.14 | Y | North | FC |  |  | 0.3
Fresno | PGF1_2_PDRP45 | JUN: 0.3; JUL: 0.18; AUG: 0; SEP: 0; OCT: 0; NOV: 0; DEC: 0 | Y | North | FC |  |  | 0.3
Sierra | PGSI_1_PDRP17 |  |  |  |  | 0.2 | 0.3 | 0.18 | 0 | 0 | 0.19 | 0 | 0 | Y | North | FC |  |  | 0.3
Fresno | PGF1_2_PDRP27 | 0.13 | 0.1 | 0.16 | 0.14 | 0.2 | 0.3 | 0.18 | 0 | 0 | 0.19 | 0.14 | 0.14 | Y | North | FC |  |  | 0.3
Fresno | PGF1_2_PDRP29 | 0.13 | 0.1 | 0.16 | 0.14 | 0.2 | 0.3 | 0.18 | 0 | 0 | 0.19 | 0.14 | 0.14 | Y | North | FC |  |  | 0.3
CAISO System | GRASSHOPPER FLAT HYDRO | 0.26 | 0.29 | 0.15 | 0.3 | 0.08 | 0 | 0 | 0 | 0 | 0.01 | 0.05 | 0.03 | N | North | FC |  |  | 0.3
CAISO System | PGKN_2_PDRP40 | 0.17 | 0.17 | 0.15 | 0.11 | 0.21 | 0.28 | 0.3 | 0 | 0 | 0 | 0 | 0 | Y | North | FC |  |  | 0.3
Bay Area | PGP2_2_PDRP07 |  |  |  | 0.16 | 0.3 | 0.2 | 0.18 | 0 | 0 | 0.19 | 0 | 0 | Y | North | FC |  |  | 0.3
Fresno | PGF1_2_PDRP47 | JUN: 0.3; JUL: 0.18; AUG: 0; SEP: 0; OCT: 0; NOV: 0; DEC: 0 | Y | North | FC |  |  | 0.3
Fresno | PGF1_2_PDRP19 | 0.12 | 0.1 | 0.15 | 0.14 | 0.2 | 0.3 | 0.18 | 0 | 0 | 0.19 | 0.14 | 0.14 | Y | North | FC |  |  | 0.3
Fresno | PGF1_2_PDRP17 | 0.12 | 0.1 | 0.15 | 0.14 | 0.2 | 0.3 | 0.18 | 0.1 | 0 | 0.19 | 0.14 | 0.14 | Y | North | FC |  |  | 0.3
Fresno | PGF1_2_PDRP21 | 0.13 | 0.1 | 0.16 | 0.14 | 0.2 | 0.3 | 0.18 | 0 | 0 | 0.19 | 0.14 | 0.14 | Y | North | FC |  |  | 0.3
Stockton | PGST_2_PDRP30 | JUL: 0.11; AUG: 0.12; SEP: 0; OCT: 0; NOV: 0; DEC: 0.3 | Y | North | FC |  |  | 0.3
Bay Area | Chevron 2 | 0.01 | 0.06 | 0.07 | 0.09 | 0.13 | 0.26 | 0.29 | 0.25 | 0.22 | 0.15 | 0.11 | 0.07 | N | North | ID | 100% | 16DGD Waiting for Moraga-Castro Valley 230 kV Line Capacity Increase and possibly other | 0.29
Big Creek-Ventura | Palmdale 18 | 0.01 | 0.06 | 0.07 | 0.09 | 0.13 | 0.26 | 0.29 | 0.25 | 0.22 | 0.15 | 0.11 | 0.07 | N | South | FC |  |  | 0.29
LA Basin | Freeway Springs | 0.01 | 0.06 | 0.07 | 0.09 | 0.13 | 0.26 | 0.29 | 0.25 | 0.22 | 0.15 | 0.11 | 0.07 | N | South | FC |  |  | 0.29
NCNB | PGNB_2_PDRP33 | AUG: 0.2; SEP: 0.27; OCT: 0.18; NOV: 0.13; DEC: 0.29 | Y | North | FC |  |  | 0.29
Big Creek-Ventura | One Ten Partners | 0.01 | 0.06 | 0.07 | 0.09 | 0.13 | 0.26 | 0.29 | 0.25 | 0.22 | 0.15 | 0.11 | 0.07 | N | South | FC |  |  | 0.29
San Diego-IV | Ramona 1 | 0.01 | 0.06 | 0.07 | 0.09 | 0.13 | 0.26 | 0.29 | 0.25 | 0.22 | 0.15 | 0.11 | 0.07 | N | South | FC |  |  | 0.29
CAISO System | Putah Creek Solar Farm | 0.01 | 0.06 | 0.07 | 0.09 | 0.13 | 0.26 | 0.29 | 0.25 | 0.22 | 0.15 | 0.11 | 0.07 | N | North | FC |  |  | 0.29
CAISO System | Expressway Solar B | 0.01 | 0.06 | 0.07 | 0.09 | 0.13 | 0.26 | 0.29 | 0.25 | 0.22 | 0.15 | 0.11 | 0.07 | N | South | FC |  |  | 0.29
CAISO System | Expressway Solar A | 0.01 | 0.06 | 0.07 | 0.09 | 0.13 | 0.26 | 0.29 | 0.25 | 0.22 | 0.15 | 0.11 | 0.07 | N | South | FC |  |  | 0.29
Stockton | PGST_2_PDRP38 |  |  |  |  | 0.29 | 0.24 | 0 | 0 | 0 | 0 | 0 | 0 | Y | North | FC |  |  | 0.29
Bay Area | PGP2_2_PDRP67 | 0.19 | 0.15 | 0 | 0 | 0 | 0 | 0.28 | 0 | 0 | 0 | 0 | 0.11 | Y | North | FC |  |  | 0.28
NCNB | PGNC_1_PDRP26 | 0.28 | 0.12 | 0 | 0.11 | 0.14 | 0.17 | 0.16 | 0.24 | 0.12 | 0 | 0.13 | 0.14 | Y | North | FC |  |  | 0.28
Stockton | PGST_2_PDRP32 | 0.13 | 0.12 | 0.1 | 0.11 | 0.12 | 0.16 | 0.28 | 0.2 | 0 | 0.13 | 0.1 | 0 | Y | North | FC |  |  | 0.28
NCNB | PGFG_1_PDRP33 | AUG: 0.22; SEP: 0.11; OCT: 0.24; NOV: 0.13; DEC: 0.26 | Y | North | FC |  |  | 0.26
Bay Area | PGSF_2_PDRP53 |  |  |  |  | 0.13 | 0.12 | 0.13 | 0.26 | 0.21 | 0 | 0 | 0 | Y | North | FC |  |  | 0.26
LA Basin | Wintec Energy, Ltd. | 0.23 | 0.25 | 0.22 | 0.21 | 0.22 | 0.2 | 0.19 | 0.14 | 0.15 | 0.14 | 0.19 | 0.22 | N | South | FC |  |  | 0.25
Bay Area | PGSB_1_PDRP57 | 0.1 | 0.1 | 0.1 | 0.11 | 0.16 | 0.22 | 0.25 | 0.25 | 0.25 | 0.15 | 0.1 | 0.1 | Y | North | FC |  |  | 0.25
Bay Area | PGSB_1_PDRP90 | AUG: 0.17; SEP: 0.19; OCT: 0.13; NOV: 0.14; DEC: 0.25 | Y | North | FC |  |  | 0.25
LA Basin | Golden Springs Building M | 0.01 | 0.05 | 0.06 | 0.08 | 0.11 | 0.23 | 0.25 | 0.22 | 0.19 | 0.13 | 0.1 | 0.06 | N | South | FC |  |  | 0.25
Bay Area | PGP2_2_PDRP63 |  |  | 0.13 | 0 | 0 | 0.24 | 0 | 0.1 | 0.22 | 0.13 | 0 | 0 | Y | North | FC |  |  | 0.24
Stockton | PGST_2_PDRP33 | JUL: 0.12; AUG: 0.24; SEP: 0.15; OCT: 0; NOV: 0; DEC: 0 | Y | North | FC |  |  | 0.24
Sierra | HIGGNS_7_QFUNTS | 0.11 | 0.03 | 0.02 | 0.11 | 0.21 | 0.24 | 0.24 | 0.24 | 0.23 | 0.1 | 0.05 | 0.08 | N | North | FC |  |  | 0.24
Bay Area | PGSB_1_PDRP93 | JUL: 0.17; AUG: 0; SEP: 0.1; OCT: 0; NOV: 0.24; DEC: 0 | Y | North | FC |  |  | 0.24
CAISO System | SMALL QF AGGREGATION - PARADISE | 0.19 | 0.24 | 0.22 | 0.21 | 0.22 | 0.18 | 0.2 | 0.19 | 0.19 | 0.16 | 0.16 | 0.18 | N | North | FC |  |  | 0.24
NCNB | PGNC_1_PDRP19 | 0.24 | 0 | 0 | 0 | 0 | 0 | 0 | 0 | 0 | 0 | 0 | 0 | Y | North | FC |  |  | 0.24
NCNB | PGNB_2_PDRP15 |  |  |  | 0.14 | 0.23 | 0.2 | 0.18 | 0 | 0 | 0.19 | 0 | 0 | Y | North | FC |  |  | 0.23
Kern | PGKN_2_PDRP34 |  |  |  | 0.23 | 0 | 0 | 0 | 0.1 | 0.18 | 0 | 0.11 | 0 | Y | North | FC |  |  | 0.23
Sierra | PGSI_1_PDRP49 | 0.17 | 0.19 | 0 | 0 | 0.1 | 0.23 | 0.23 | 0 | 0 | 0.11 | 0 | 0 | Y | North | FC |  |  | 0.23
CAISO System | PGZP_2_PDRP24 |  |  | 0.13 | 0 | 0.23 | 0.2 | 0.2 | 0.2 | 0.2 | 0 | 0 | 0 | Y | North | FC |  |  | 0.23
CAISO System | Fall River Mills Project A | 0.01 | 0.05 | 0.05 | 0.07 | 0.1 | 0.2 | 0.22 | 0.19 | 0.17 | 0.11 | 0.09 | 0.05 | N | North | ID | 100% | 18DGD Waiting for Modify QC8SPS-02 and possibly other | 0.22
LA Basin | Golden Springs Building H | 0.01 | 0.05 | 0.05 | 0.07 | 0.1 | 0.2 | 0.22 | 0.19 | 0.17 | 0.11 | 0.09 | 0.05 | N | South | FC |  |  | 0.22
CAISO System | Vintner Solar | 0.01 | 0.05 | 0.05 | 0.07 | 0.1 | 0.2 | 0.22 | 0.19 | 0.17 | 0.11 | 0.09 | 0.05 | N | North | FC |  |  | 0.22
NCNB | Cloverdale Solar I | 0.01 | 0.05 | 0.05 | 0.07 | 0.1 | 0.2 | 0.22 | 0.19 | 0.17 | 0.11 | 0.09 | 0.05 | N | North | FC |  |  | 0.22
CAISO System | Nickel 1 ("NLH1") | 0.01 | 0.05 | 0.05 | 0.07 | 0.1 | 0.2 | 0.22 | 0.19 | 0.17 | 0.11 | 0.09 | 0.05 | N | North | FC |  |  | 0.22
CAISO System | Enerparc California 2 | 0.01 | 0.05 | 0.05 | 0.07 | 0.1 | 0.2 | 0.22 | 0.19 | 0.17 | 0.11 | 0.09 | 0.05 | N | North | FC |  |  | 0.22
Bay Area | PGSB_1_PDRP04 |  |  |  | 0.17 | 0.17 | 0.22 | 0.17 | 0.1 | 0 | 0.18 | 0.18 | 0.18 | Y | North | FC |  |  | 0.22
Stockton | Bear Creek Solar | 0.01 | 0.05 | 0.05 | 0.07 | 0.1 | 0.2 | 0.22 | 0.19 | 0.17 | 0.11 | 0.09 | 0.05 | N | North | FC |  |  | 0.22
Bay Area | PGSB_1_PDRP32 |  |  |  |  | 0.17 | 0.22 | 0.17 | 0.1 | 0 | 0.16 | 0 | 0 | Y | North | FC |  |  | 0.22
Bay Area | PGEB_2_PDRP09 | 0.12 | 0.22 | 0.15 | 0.2 | 0.2 | 0.2 | 0.18 | 0.1 | 0 | 0.19 | 0.14 | 0.14 | Y | North | FC |  |  | 0.22
NCNB | PGFG_1_PDRP22 | AUG: 0.1; SEP: 0.22; OCT: 0; NOV: 0; DEC: 0.12 | Y | North | FC |  |  | 0.22
Bay Area | PGEB_2_PDRP21 | 0.12 | 0.22 | 0.15 | 0.2 | 0.2 | 0.1 | 0.18 | 0.1 | 0 | 0.19 | 0.14 | 0.14 | Y | North | FC |  |  | 0.22
Fresno | Madera Chowchilla 3 | 0 | 0 | 0 | 0 | 0.01 | 0.11 | 0.22 | 0.02 | 0 | 0 | 0 | 0 | N | North | FC |  |  | 0.22
Bay Area | PGSF_2_PDRP39 | JUL: 0.22; AUG: 0.22; SEP: 0.22; OCT: 0.15; NOV: 0; DEC: 0 | Y | North | FC |  |  | 0.22
Fresno | Lemoore 1 | 0.01 | 0.05 | 0.05 | 0.07 | 0.1 | 0.2 | 0.22 | 0.19 | 0.17 | 0.11 | 0.09 | 0.05 | N | North | ID | 100% | 18DGD Waiting for Bellota-Warnerville 230 kV reconductoring, QC8RAS-08 RAS, Reconductor Los Banos-Padre Flat-Panoche 230 kV and many other | 0.22
CAISO System | Hollister Solar | 0.01 | 0.05 | 0.05 | 0.07 | 0.1 | 0.2 | 0.22 | 0.19 | 0.17 | 0.11 | 0.09 | 0.05 | N | North | FC |  |  | 0.22
CAISO System | Ponderosa Bailey Hydroelectric | 0.22 | 0.21 | 0.2 | 0.11 | 0.2 | 0.15 | 0 | 0 | 0 | 0.03 | 0.01 | 0.04 | N | North | FC |  |  | 0.22
Bay Area | PGSB_1_PDRP30 |  |  |  |  | 0.17 | 0.22 | 0.17 | 0.1 | 0 | 0.18 | 0 | 0 | Y | North | FC |  |  | 0.22
CAISO System | Fall River Mills Project B | 0.01 | 0.05 | 0.05 | 0.07 | 0.1 | 0.2 | 0.22 | 0.19 | 0.17 | 0.11 | 0.09 | 0.05 | N | North | ID | 100% | 18DGD Waiting for Modify QC8SPS-02 and many other | 0.22
Stockton | Sonora 1 | 0.01 | 0.05 | 0.05 | 0.07 | 0.1 | 0.2 | 0.22 | 0.19 | 0.17 | 0.11 | 0.09 | 0.05 | N | North | FC |  |  | 0.22
Bay Area | PGEB_2_PDRP23 | 0.12 | 0.22 | 0.15 | 0.2 | 0.2 | 0.1 | 0.18 | 0.1 | 0 | 0.19 | 0.14 | 0.14 | Y | North | FC |  |  | 0.22
Bay Area | PGEB_2_PDRP24 | 0.12 | 0.21 | 0.16 | 0.2 | 0.17 | 0.1 | 0.17 | 0.1 | 0 | 0.16 | 0.14 | 0.14 | Y | North | FC |  |  | 0.21
Stockton | PGST_2_PDRP36 |  | 0.2 | 0.18 | 0 | 0.1 | 0 | 0 | 0.17 | 0.15 | 0 | 0.13 | 0.21 | Y | North | FC |  |  | 0.21
Bay Area | VLTS_PDR_PGSB_1 | 0.18 | 0.21 | 0.21 | 0.21 | 0.21 | 0.2 | 0.21 | 0.21 | 0.21 | 0.21 | 0.21 | 0.21 | Y | North | FC |  |  | 0.21
CAISO System | Silver Springs | 0.2 | 0.21 | 0.19 | 0.18 | 0.18 | 0.17 | 0.15 | 0.15 | 0.14 | 0.15 | 0.14 | 0.14 | N | North | FC |  |  | 0.21
Bay Area | PGEB_2_PDRP22 | 0.12 | 0.21 | 0.15 | 0.2 | 0.17 | 0.1 | 0.17 | 0.1 | 0 | 0.16 | 0.15 | 0.15 | Y | North | FC |  |  | 0.21
CAISO System | PGNP_2_PDRP11 | JUN: 0.21; JUL: 0.18; AUG: 0.1; SEP: 0; OCT: 0; NOV: 0; DEC: 0 | Y | North | FC |  |  | 0.21
Bay Area | PGEB_2_PDRP10 | 0.12 | 0.21 | 0.15 | 0.2 | 0.17 | 0.1 | 0.17 | 0.1 | 0 | 0.16 | 0.14 | 0.14 | Y | North | FC |  |  | 0.21
Big Creek-Ventura | VLTS_PDR_SCNW_03 | 0.11 | 0.11 | 0.11 | 0.21 | 0.21 | 0.2 | 0.21 | 0.21 | 0.21 | 0.21 | 0.11 | 0.11 | Y | South | FC |  |  | 0.21
Bay Area | PGSB_1_PDRP64 | AUG: 0.21; SEP: 0.17; OCT: 0; NOV: 0; DEC: 0 | Y | North | FC |  |  | 0.21
Fresno | PGF1_2_PDRP18 | 0.13 | 0.1 | 0.15 | 0.13 | 0.17 | 0.2 | 0.18 | 0 | 0 | 0.16 | 0.15 | 0.15 | Y | North | FC |  |  | 0.2
Sierra | PGSI_1_PDRP09 | 0.13 | 0.13 | 0.16 | 0.14 | 0.2 | 0.2 | 0.18 | 0.1 | 0 | 0.19 | 0.14 | 0.14 | Y | North | FC |  |  | 0.2
Fresno | PGF1_2_PDRP43 | JUN: 0.2; JUL: 0.18; AUG: 0; SEP: 0; OCT: 0; NOV: 0; DEC: 0 | Y | North | FC |  |  | 0.2
Fresno | PGF1_2_PDRP37 |  |  |  | 0.14 | 0.2 | 0.2 | 0.18 | 0 | 0 | 0.19 | 0 | 0 | Y | North | FC |  |  | 0.2
Fresno | PGF1_2_PDRP41 |  |  |  |  | 0.2 | 0.2 | 0.18 | 0 | 0 | 0.19 | 0 | 0 | Y | North | FC |  |  | 0.2
Fresno | PGF1_2_PDRP39 |  |  |  |  | 0.2 | 0.2 | 0.18 | 0 | 0 | 0.19 | 0 | 0 | Y | North | FC |  |  | 0.2
Fresno | PGF1_2_PDRP24 | 0.13 | 0.1 | 0.16 | 0.13 | 0.17 | 0.2 | 0.18 | 0 | 0 | 0.16 | 0.14 | 0.14 | Y | North | FC |  |  | 0.2
Kern | Bakersfield 111 | 0.01 | 0.04 | 0.05 | 0.06 | 0.09 | 0.18 | 0.2 | 0.17 | 0.15 | 0.1 | 0.08 | 0.05 | N | North | FC |  |  | 0.2
Fresno | PGF1_2_PDRP26 | 0.13 | 0.1 | 0.16 | 0.13 | 0.17 | 0.2 | 0.18 | 0 | 0 | 0.16 | 0 | 0 | Y | North | FC |  |  | 0.2
Fresno | PGF1_2_PDRP20 | 0.13 | 0.1 | 0.16 | 0.13 | 0.17 | 0.2 | 0.18 | 0 | 0 | 0.16 | 0.14 | 0.14 | Y | North | FC |  |  | 0.2
Sierra | PGSI_1_PDRP11 | 0.13 | 0.13 | 0.16 | 0.14 | 0.2 | 0.2 | 0.18 | 0.1 | 0 | 0.19 | 0.14 | 0.14 | Y | North | FC |  |  | 0.2
Fresno | PGF1_2_PDRP16 | 0.12 | 0.1 | 0.15 | 0.13 | 0.17 | 0.2 | 0.18 | 0.1 | 0 | 0 | 0 | 0 | Y | North | FC |  |  | 0.2
Bay Area | PGSB_1_PDRP17 | JUN: 0.2; JUL: 0.18; AUG: 0.1; SEP: 0; OCT: 0; NOV: 0; DEC: 0 | Y | North | FC |  |  | 0.2
Bay Area | PGEB_2_PDRP25 |  |  |  | 0.2 | 0.2 | 0.1 | 0.18 | 0.1 | 0 | 0.19 | 0 | 0 | Y | North | FC |  |  | 0.2
Humboldt | PGHB_6_PDRP05 |  |  |  | 0.14 | 0.2 | 0 | 0.18 | 0 | 0 | 0.19 | 0 | 0 | Y | North | FC |  |  | 0.2
Fresno | PGF1_2_PDRP52 | JUN: 0.2; JUL: 0.17; AUG: 0; SEP: 0; OCT: 0; NOV: 0; DEC: 0 | Y | North | FC |  |  | 0.2
Fresno | PGF1_2_PDRP48 | JUN: 0.2; JUL: 0.17; AUG: 0; SEP: 0; OCT: 0; NOV: 0; DEC: 0 | Y | North | FC |  |  | 0.2
Fresno | PGF1_2_PDRP50 | JUN: 0.2; JUL: 0.17; AUG: 0; SEP: 0; OCT: 0; NOV: 0; DEC: 0 | Y | North | FC |  |  | 0.2
Kern | PGKN_2_PDRP15 |  |  |  | 0.14 | 0.2 | 0.2 | 0.18 | 0 | 0 | 0.19 | 0 | 0 | Y | North | FC |  |  | 0.2
Kern | PGKN_2_PDRP13 |  |  |  | 0.14 | 0.2 | 0.2 | 0.18 | 0 | 0 | 0.19 | 0 | 0 | Y | North | FC |  |  | 0.2
Kern | PGKN_2_PDRP09 |  |  |  |  | 0.2 | 0.2 | 0.18 | 0 | 0 | 0.19 | 0 | 0 | Y | North | FC |  |  | 0.2
NCNB | PGFG_1_PDRP05 |  |  |  |  | 0.2 | 0.2 | 0.18 | 0 | 0 | 0.19 | 0 | 0 | Y | North | FC |  |  | 0.2
Kern | PGKN_2_PDRP07 | 0.13 | 0.15 | 0.16 | 0 | 0.2 | 0.2 | 0.18 | 0 | 0 | 0.19 | 0.14 | 0.14 | Y | North | FC |  |  | 0.2
CAISO System | PGNP_2_PDRP18 | JUN: 0.18; JUL: 0.2; AUG: 0.1; SEP: 0; OCT: 0; NOV: 0; DEC: 0 | Y | North | FC |  |  | 0.2
CAISO System | PGNP_2_PDRP16 | JUN: 0.17; JUL: 0.2; AUG: 0.1; SEP: 0; OCT: 0; NOV: 0; DEC: 0 | Y | North | FC |  |  | 0.2
CAISO System | PGNP_2_PDRP09 | JUN: 0.2; JUL: 0.18; AUG: 0.1; SEP: 0; OCT: 0; NOV: 0; DEC: 0 | Y | North | FC |  |  | 0.2
Bay Area | PGEB_2_PDRP35 | JUN: 0.2; JUL: 0.18; AUG: 0.1; SEP: 0; OCT: 0; NOV: 0; DEC: 0 | Y | North | FC |  |  | 0.2
Bay Area | PGEB_2_PDRP27 |  |  |  | 0.18 | 0.2 | 0.1 | 0.18 | 0.1 | 0 | 0.19 | 0 | 0 | Y | North | FC |  |  | 0.2
Bay Area | PGCC_1_PDRP13 | JUN: 0.2; JUL: 0.18; AUG: 0; SEP: 0; OCT: 0; NOV: 0; DEC: 0 | Y | North | FC |  |  | 0.2
Stockton | PGST_2_PDRP11 | 0.13 | 0.12 | 0.16 | 0.14 | 0.2 | 0.2 | 0.18 | 0 | 0 | 0.18 | 0.15 | 0.15 | Y | North | FC |  |  | 0.2
Stockton | PGST_2_PDRP09 | 0.13 | 0.12 | 0.16 | 0.14 | 0.2 | 0.2 | 0.18 | 0 | 0 | 0.18 | 0.15 | 0.15 | Y | North | FC |  |  | 0.2
Sierra | PGSI_1_PDRP26 | JUN: 0.2; JUL: 0.17; AUG: 0; SEP: 0; OCT: 0; NOV: 0; DEC: 0 | Y | North | FC |  |  | 0.2
Sierra | PGSI_1_PDRP15 |  |  |  |  | 0.2 | 0.2 | 0.18 | 0.1 | 0 | 0.19 | 0 | 0 | Y | North | FC |  |  | 0.2
CAISO System | PGZP_2_PDRP07 |  |  |  | 0.14 | 0.2 | 0.1 | 0.18 | 0 | 0 | 0.18 | 0 | 0 | Y | North | FC |  |  | 0.2
CAISO System | PGZP_2_PDRP27 | JUN: 0.19; JUL: 0.19; AUG: 0; SEP: 0; OCT: 0; NOV: 0; DEC: 0 | Y | North | FC |  |  | 0.19
Sierra | Rock Creek Hydro | 0.16 | 0.04 | 0.12 | 0.19 | 0.02 | 0 | 0 | 0 | 0 | 0 | 0.01 | 0.04 | N | North | FC |  |  | 0.19
Kern | PGKN_2_PDRP35 | AUG: 0.17; SEP: 0.19; OCT: 0; NOV: 0; DEC: 0 | Y | North | FC |  |  | 0.19
LA Basin | Golden Springs Building F | 0.01 | 0.04 | 0.05 | 0.06 | 0.08 | 0.17 | 0.19 | 0.16 | 0.14 | 0.1 | 0.07 | 0.05 | N | South | FC |  |  | 0.19
CAISO System | SCHD_1_PDRP62 | JUL: 0.11; AUG: 0.19; SEP: 0.14; OCT: 0; NOV: 0; DEC: 0 | Y | South | FC |  |  | 0.19
Bay Area | PGSF_2_PDRP34 |  |  |  |  | 0.19 | 0.17 | 0 | 0 | 0 | 0 | 0 | 0 | Y | North | FC |  |  | 0.19
NCNB | PGNB_2_PDRP02 |  |  |  | 0.18 | 0.17 | 0.15 | 0.17 | 0 | 0 | 0.16 | 0 | 0 | Y | North | FC |  |  | 0.18
Fresno | PGF1_2_PDRP51 | JUL: 0.18; AUG: 0; SEP: 0; OCT: 0; NOV: 0; DEC: 0 | Y | North | FC |  |  | 0.18
Fresno | PGF1_2_PDRP46 | JUN: 0.15; JUL: 0.18; AUG: 0; SEP: 0; OCT: 0.16; NOV: 0; DEC: 0 | Y | North | FC |  |  | 0.18
Fresno | PGF1_2_PDRP53 | JUL: 0.18; AUG: 0; SEP: 0; OCT: 0; NOV: 0; DEC: 0 | Y | North | FC |  |  | 0.18
Fresno | PGF1_2_PDRP55 | JUL: 0.18; AUG: 0; SEP: 0; OCT: 0; NOV: 0; DEC: 0 | Y | North | FC |  |  | 0.18
Bay Area | PGEB_2_PDRP37 | JUL: 0.18; AUG: 0.1; SEP: 0; OCT: 0; NOV: 0; DEC: 0 | Y | North | FC |  |  | 0.18
Bay Area | PGEB_2_PDRP31 | JUN: 0.1; JUL: 0.18; AUG: 0.1; SEP: 0; OCT: 0; NOV: 0; DEC: 0 | Y | North | FC |  |  | 0.18
Bay Area | PGEB_2_PDRP29 | JUN: 0.1; JUL: 0.18; AUG: 0.1; SEP: 0; OCT: 0; NOV: 0; DEC: 0 | Y | North | FC |  |  | 0.18
Fresno | PGF1_2_PDRP49 | JUL: 0.18; AUG: 0; SEP: 0; OCT: 0; NOV: 0; DEC: 0 | Y | North | FC |  |  | 0.18
Bay Area | PGEB_2_PDRP26 |  |  |  | 0.18 | 0.17 | 0.1 | 0.17 | 0.1 | 0 | 0.16 | 0.15 | 0.15 | Y | North | FC |  |  | 0.18
Bay Area | PGSB_1_PDRP29 | JUL: 0.18; AUG: 0.1; SEP: 0; OCT: 0; NOV: 0; DEC: 0 | Y | North | FC |  |  | 0.18
Bay Area | PGSB_1_PDRP31 | JUL: 0.18; AUG: 0.1; SEP: 0; OCT: 0; NOV: 0; DEC: 0 | Y | North | FC |  |  | 0.18
Bay Area | PGEB_2_PDRP41 | JUL: 0.18; AUG: 0.1; SEP: 0; OCT: 0; NOV: 0; DEC: 0 | Y | North | FC |  |  | 0.18
Fresno | PGF1_2_PDRP42 |  |  |  |  | 0.17 | 0.15 | 0.18 | 0 | 0 | 0.16 | 0 | 0 | Y | North | FC |  |  | 0.18
LA Basin | Golden Springs Building G | 0.01 | 0.04 | 0.04 | 0.06 | 0.08 | 0.16 | 0.18 | 0.16 | 0.14 | 0.09 | 0.07 | 0.04 | N | South | FC |  |  | 0.18
Fresno | PGF1_2_PDRP40 |  |  |  |  | 0.17 | 0.15 | 0.18 | 0 | 0 | 0.16 | 0 | 0 | Y | North | FC |  |  | 0.18
Fresno | PGF1_2_PDRP30 |  |  |  | 0.13 | 0.17 | 0.15 | 0.18 | 0 | 0 | 0.16 | 0 | 0 | Y | North | FC |  |  | 0.18
Fresno | PGF1_2_PDRP38 |  |  |  | 0.13 | 0.17 | 0.15 | 0.18 | 0 | 0 | 0.16 | 0 | 0 | Y | North | FC |  |  | 0.18
Fresno | PGF1_2_PDRP28 |  |  |  | 0.13 | 0.17 | 0.15 | 0.18 | 0 | 0 | 0.16 | 0 | 0 | Y | North | FC |  |  | 0.18
Fresno | PGF1_2_PDRP36 |  |  |  | 0.13 | 0.17 | 0.15 | 0.18 | 0 | 0 | 0.16 | 0 | 0 | Y | North | FC |  |  | 0.18
Bay Area | City of Sunnyvale Unit 1 and 2 | 0.11 | 0.04 | 0.07 | 0.14 | 0.16 | 0.13 | 0.12 | 0.15 | 0.13 | 0.07 | 0.09 | 0.18 | N | North | FC |  |  | 0.18
CAISO System | PGNP_2_PDRP17 | JUL: 0.18; AUG: 0.1; SEP: 0; OCT: 0; NOV: 0; DEC: 0 | Y | North | FC |  |  | 0.18
CAISO System | PGNP_2_PDRP20 | JUN: 0.18; JUL: 0.17; AUG: 0; SEP: 0; OCT: 0; NOV: 0; DEC: 0 | Y | North | FC |  |  | 0.18
CAISO System | PGNP_2_PDRP19 | JUL: 0.18; AUG: 0; SEP: 0; OCT: 0; NOV: 0; DEC: 0 | Y | North | FC |  |  | 0.18
Fresno | PGF1_2_PDRP44 |  |  |  |  | 0.17 | 0.15 | 0.18 | 0 | 0 | 0.16 | 0 | 0 | Y | North | FC |  |  | 0.18
Kern | PGKN_2_PDRP08 |  |  |  | 0.13 | 0.17 | 0.15 | 0.17 | 0 | 0 | 0.16 | 0 | 0 | Y | North | FC |  |  | 0.17
Kern | PGKN_2_PDRP16 | JUN: 0.15; JUL: 0.17; AUG: 0; SEP: 0; OCT: 0; NOV: 0; DEC: 0 | Y | North | FC |  |  | 0.17
Kern | PGKN_2_PDRP14 |  |  |  | 0.13 | 0.17 | 0.15 | 0.17 | 0 | 0 | 0.16 | 0 | 0 | Y | North | FC |  |  | 0.17
NCNB | PGNC_1_PDRP04 | JUN: 0.15; JUL: 0.17; AUG: 0; SEP: 0; OCT: 0; NOV: 0; DEC: 0 | Y | North | FC |  |  | 0.17
Bay Area | PGEB_2_PDRP30 |  |  |  |  | 0.17 | 0.15 | 0.17 | 0.1 | 0 | 0.16 | 0 | 0 | Y | North | FC |  |  | 0.17
NCNB | PGFG_1_PDRP14 |  |  |  |  | 0.17 | 0.15 | 0.17 | 0 | 0 | 0.16 | 0 | 0 | Y | North | FC |  |  | 0.17
Bay Area | PGCC_1_PDRP31 | NOV: 0.17; DEC: 0 | Y | North | FC |  |  | 0.17
Kern | PGKN_2_PDRP06 |  |  |  |  | 0.17 | 0.15 | 0.17 | 0 | 0 | 0.16 | 0 | 0 | Y | North | FC |  |  | 0.17
Fresno | PGF1_2_PDRP70 | AUG: 0.17; SEP: 0.12; OCT: 0; NOV: 0; DEC: 0 | Y | North | FC |  |  | 0.17
Humboldt | PGHB_6_PDRP02 | 0.13 | 0.1 | 0.16 | 0.13 | 0.17 | 0 | 0.17 | 0 | 0 | 0.16 | 0.15 | 0.15 | Y | North | FC |  |  | 0.17
Kern | PGKN_2_PDRP02 | 0.13 | 0.15 | 0.16 | 0 | 0.17 | 0.15 | 0.17 | 0 | 0 | 0.16 | 0.14 | 0.14 | Y | North | FC |  |  | 0.17
Stockton | PGST_2_PDRP14 | 0.13 | 0.1 | 0.16 | 0.13 | 0.17 | 0.15 | 0.17 | 0 | 0 | 0.16 | 0.14 | 0.14 | Y | North | FC |  |  | 0.17
Sierra | PGSI_1_PDRP10 | 0.13 | 0.13 | 0.16 | 0.13 | 0.17 | 0.15 | 0.17 | 0.1 | 0 | 0.16 | 0.14 | 0.14 | Y | North | FC |  |  | 0.17
Bay Area | PGEB_2_PDRP46 | JUN: 0.15; JUL: 0.17; AUG: 0.1; SEP: 0; OCT: 0; NOV: 0; DEC: 0 | Y | North | FC |  |  | 0.17
Bay Area | PGEB_2_PDRP44 | JUN: 0.15; JUL: 0.17; AUG: 0.1; SEP: 0; OCT: 0; NOV: 0; DEC: 0 | Y | North | FC |  |  | 0.17
Bay Area | PGEB_2_PDRP48 | JUN: 0.15; JUL: 0.17; AUG: 0.1; SEP: 0; OCT: 0; NOV: 0; DEC: 0 | Y | North | FC |  |  | 0.17
Bay Area | PGSF_2_PDRP04 |  |  |  |  | 0.17 | 0.15 | 0.17 | 0 | 0 | 0 | 0 | 0 | Y | North | FC |  |  | 0.17
Bay Area | PGEB_2_PDRP42 | JUN: 0.15; JUL: 0.17; AUG: 0.1; SEP: 0; OCT: 0; NOV: 0; DEC: 0 | Y | North | FC |  |  | 0.17
Kern | PGKN_2_PDRP18 | JUN: 0.15; JUL: 0.17; AUG: 0; SEP: 0; OCT: 0; NOV: 0; DEC: 0 | Y | North | FC |  |  | 0.17
Bay Area | PGEB_2_PDRP40 | JUN: 0.15; JUL: 0.17; AUG: 0.1; SEP: 0; OCT: 0; NOV: 0; DEC: 0 | Y | North | FC |  |  | 0.17
Bay Area | PGEB_2_PDRP34 |  |  |  |  | 0.17 | 0.15 | 0.17 | 0.1 | 0 | 0.16 | 0 | 0 | Y | North | FC |  |  | 0.17
Bay Area | PGEB_2_PDRP28 |  |  |  | 0.13 | 0.17 | 0.1 | 0.17 | 0.1 | 0 | 0.16 | 0 | 0 | Y | North | FC |  |  | 0.17
Sierra | PGSI_1_PDRP16 |  |  |  | 0.13 | 0.17 | 0.15 | 0.17 | 0.1 | 0 | 0.16 | 0 | 0 | Y | North | FC |  |  | 0.17
Bay Area | PGEB_2_PDRP36 |  |  |  |  | 0.17 | 0.15 | 0.17 | 0.1 | 0 | 0.16 | 0 | 0 | Y | North | FC |  |  | 0.17
Stockton | PGST_2_PDRP08 | 0.13 | 0.1 | 0.16 | 0.13 | 0.17 | 0.15 | 0.17 | 0 | 0 | 0.17 | 0.14 | 0.14 | Y | North | FC |  |  | 0.17
Sierra | PGSI_1_PDRP20 |  |  |  |  | 0.17 | 0.15 | 0.17 | 0.1 | 0 | 0.16 | 0 | 0 | Y | North | FC |  |  | 0.17
Stockton | PGST_2_PDRP10 | 0.13 | 0.1 | 0.16 | 0.13 | 0.17 | 0.15 | 0.17 | 0 | 0 | 0.17 | 0.14 | 0.14 | Y | North | FC |  |  | 0.17
CAISO System | PGZP_2_PDRP08 |  |  |  | 0.13 | 0.17 | 0.1 | 0.17 | 0 | 0 | 0.16 | 0 | 0 | Y | North | FC |  |  | 0.17
Sierra | PGSI_1_PDRP12 | 0.13 | 0.12 | 0.16 | 0.13 | 0.17 | 0.15 | 0.17 | 0.1 | 0 | 0.16 | 0.14 | 0.14 | Y | North | FC |  |  | 0.17
Sierra | PGSI_1_PDRP24 | JUN: 0.15; JUL: 0.17; AUG: 0; SEP: 0; OCT: 0; NOV: 0; DEC: 0 | Y | North | FC |  |  | 0.17
Sierra | PGSI_1_PDRP22 | JUN: 0.15; JUL: 0.17; AUG: 0; SEP: 0; OCT: 0; NOV: 0; DEC: 0 | Y | North | FC |  |  | 0.17
Bay Area | VLTS_PDR_PGSB_03 | 0.14 | 0.16 | 0.16 | 0 | 0.16 | 0.15 | 0.16 | 0.16 | 0.16 | 0.16 | 0.16 | 0.16 | Y | North | FC |  |  | 0.16
CAISO System | SCHD_1_PDRP42 | 0.12 | 0 | 0 | 0 | 0 | 0 | 0.16 | 0 | 0 | 0.16 | 0 | 0 | Y | South | FC |  |  | 0.16
Bay Area | PGEB_2_PDRP61 | AUG: 0.16; SEP: 0.14; OCT: 0.11; NOV: 0.14; DEC: 0 | Y | North | FC |  |  | 0.16
Big Creek-Ventura | SCEN_6_PDRP91 |  |  |  |  | 0.13 | 0.12 | 0 | 0.16 | 0 | 0.16 | 0 | 0 | Y | South | FC |  |  | 0.16
Big Creek-Ventura | Springville Hydroelectric Generator | 0.05 | 0.03 | 0.11 | 0.06 | 0.06 | 0.13 | 0.15 | 0.16 | 0.1 | 0.04 | 0.03 | 0.03 | N | South | FC |  |  | 0.16
CAISO System | PGNP_2_PDRP47 |  | 0.15 | 0 | 0 | 0 | 0.11 | 0 | 0 | 0.14 | 0.11 | 0 | 0.16 | Y | North | FC |  |  | 0.16
NCNB | PGNB_2_PDRP31 | AUG: 0.16; SEP: 0.16; OCT: 0; NOV: 0; DEC: 0 | Y | North | FC |  |  | 0.16
Bay Area | PGSF_2_PDRP38 | 0.16 | 0.14 | 0 | 0 | 0 | 0 | 0 | 0 | 0 | 0 | 0 | 0 | Y | North | FC |  |  | 0.16
Bay Area | VLTS_PDR_PGEB_03 | 0.14 | 0.16 | 0.16 | 0.16 | 0.16 | 0.15 | 0.16 | 0.16 | 0.16 | 0.16 | 0.16 | 0.16 | Y | North | FC |  |  | 0.16
NCNB | PGNB_2_PDRP22 | OCT: 0.1; NOV: 0.15; DEC: 0 | Y | North | FC |  |  | 0.15
Bay Area | PGSF_2_PDRP52 |  |  |  | 0.15 | 0 | 0.15 | 0 | 0 | 0 | 0 | 0 | 0 | Y | North | FC |  |  | 0.15
Bay Area | PGCC_1_PDRP32 | JUL: 0.15; AUG: 0; SEP: 0.1; OCT: 0; NOV: 0; DEC: 0 | Y | North | FC |  |  | 0.15
Sierra | DEADCK_1_UNIT | 0.07 | 0.05 | 0.08 | 0.15 | 0 | 0.06 | 0 | 0 | 0 | 0 | 0 | 0 | N | North | FC |  |  | 0.15
CAISO System | Castroville QF Aggregate | 0.04 | 0.06 | 0.15 | 0.07 | 0.04 | 0.08 | 0.07 | 0.09 | 0.09 | 0.07 | 0.05 | 0.03 | N | North | FC |  |  | 0.15
Fresno | PGF1_2_PDRP79 | NOV: 0.14; DEC: 0 | Y | North | FC |  |  | 0.14
LA Basin | Golden Springs Building L | 0 | 0.03 | 0.04 | 0.04 | 0.06 | 0.13 | 0.14 | 0.12 | 0.11 | 0.07 | 0.06 | 0.04 | N | South | FC |  |  | 0.14
Bay Area | PGCC_1_PDRP22 | 0.11 | 0 | 0 | 0 | 0 | 0 | 0.11 | 0 | 0.14 | 0 | 0 | 0 | Y | North | FC |  |  | 0.14
LA Basin | Dedeaux Ontario | 0 | 0.03 | 0.04 | 0.04 | 0.06 | 0.13 | 0.14 | 0.12 | 0.11 | 0.07 | 0.06 | 0.04 | N | South | FC |  |  | 0.14
CAISO System | Delano Land 1 | 0 | 0.03 | 0.04 | 0.04 | 0.06 | 0.13 | 0.14 | 0.12 | 0.11 | 0.07 | 0.06 | 0.04 | N | North | FC |  |  | 0.14
Kern | Bakersfield Industrial 1 | 0 | 0.03 | 0.04 | 0.04 | 0.06 | 0.13 | 0.14 | 0.12 | 0.11 | 0.07 | 0.06 | 0.04 | N | North | FC |  |  | 0.14
Stockton | Kettleman Solar | 0 | 0.03 | 0.04 | 0.04 | 0.06 | 0.13 | 0.14 | 0.12 | 0.11 | 0.07 | 0.06 | 0.04 | N | North | FC |  |  | 0.14
NCNB | PGNC_1_PDRP17 | AUG: 0.13; SEP: 0; OCT: 0.14; NOV: 0; DEC: 0 | Y | North | FC |  |  | 0.14
Bay Area | PGP2_2_PDRP68 | 0.11 | 0.11 | 0.14 | 0 | 0 | 0 | 0.1 | 0 | 0 | 0.1 | 0 | 0 | Y | North | FC |  |  | 0.14
Bay Area | PGCC_1_PDRP20 | OCT: 0.14; NOV: 0; DEC: 0 | Y | North | FC |  |  | 0.14
NCNB | PGFG_1_PDRP20 | AUG: 0.13; SEP: 0; OCT: 0; NOV: 0; DEC: 0 | Y | North | FC |  |  | 0.13
Big Creek-Ventura | GOLETA QFS | 0.02 | 0.05 | 0.05 | 0.08 | 0.11 | 0.11 | 0.12 | 0.11 | 0.11 | 0.09 | 0.05 | 0.03 | N | South | FC |  |  | 0.12
Bay Area | PGP2_2_PDRP61 | SEP: 0.12; OCT: 0; NOV: 0.11; DEC: 0 | Y | North | FC |  |  | 0.12
Bay Area | PGP2_2_PDRP65 | AUG: 0.12; SEP: 0; OCT: 0; NOV: 0; DEC: 0 | Y | North | FC |  |  | 0.12
Fresno | PGF1_2_PDRP110 | 0.12 | 0.11 | 0 | 0 | 0 | 0 | 0 | 0 | 0 | 0 | 0 | 0 | Y | North | FC |  |  | 0.12
NCNB | SMALL QF AGGREGATION - ZENIA | 0.12 | 0.11 | 0.1 | 0.11 | 0.1 | 0.07 | 0.04 | 0.02 | 0.03 | 0.04 | 0.06 | 0.07 | N | North | FC |  |  | 0.12
NCNB | VLTS_PDR_PGFG_01 | 0.11 | 0.11 | 0.11 | 0.11 | 0.11 | 0.1 | 0 | 0 | 0 | 0 | 0 | 0 | Y | North | FC |  |  | 0.11
Kern | PGKN_2_PDRP43 | JUL: 0.11; AUG: 0; SEP: 0; OCT: 0; NOV: 0; DEC: 0 | Y | North | FC |  |  | 0.11
Bay Area | PGP2_2_PDRP48 | JUL: 0.11; AUG: 0; SEP: 0; OCT: 0; NOV: 0; DEC: 0 | Y | North | FC |  |  | 0.11
NCNB | PGFG_1_PDRP32 |  |  |  |  | 0.11 | 0 | 0 | 0 | 0 | 0 | 0 | 0 | Y | North | FC |  |  | 0.11
LA Basin | SCEC_1_PDRP10 | JUL: 0.1; AUG: 0.1; SEP: 0.1; OCT: 0; NOV: 0; DEC: 0 | Y | South | FC |  |  | 0.1
LA Basin | VISTA QFS | 0.01 | 0.01 | 0.01 | 0.01 | 0.04 | 0.06 | 0.08 | 0.1 | 0.07 | 0.05 | 0.03 | 0.02 | N | South | FC |  |  | 0.1
Big Creek-Ventura | KAWEAH PH 1 UNIT 1 | 0 | 0 | 0 | 0 | 0 | 0.1 | 0.04 | 0.03 | 0 | 0 | 0 | 0 | N | South | FC |  |  | 0.1
Big Creek-Ventura | SCEN_6_PDRP86 | JUL: 0.1; AUG: 0; SEP: 0; OCT: 0; NOV: 0; DEC: 0 | Y | South | FC |  |  | 0.1
CAISO System | VOLTA_7_QFUNTS | 0.08 | 0.07 | 0.06 | 0.05 | 0.05 | 0.04 | 0.04 | 0.02 | 0.01 | 0.01 | 0.03 | 0.04 | N | North | FC |  |  | 0.08
Sierra | Harris | 0 | 0.02 | 0.02 | 0.02 | 0.03 | 0.06 | 0.07 | 0.06 | 0.06 | 0.04 | 0.03 | 0.02 | N | North | PD | 40.00% |  | 0.07
CAISO System | SMALL QF AGGREGATION - BURNEY | 0.04 | 0.04 | 0.04 | 0.04 | 0.03 | 0.03 | 0.02 | 0.02 | 0.01 | 0.02 | 0.03 | 0.04 | N | North | FC |  |  | 0.04
CAISO System | High Line Canal Hydro | 0 | 0 | 0 | 0.04 | 0.03 | 0 | 0 | 0 | 0 | 0 | 0 | 0 | N | North | FC |  |  | 0.04
Bay Area | NEWARK 1 QF | 0.03 | 0.03 | 0.03 | 0.03 | 0.03 | 0.03 | 0.03 | 0.03 | 0.03 | 0.03 | 0.03 | 0.03 | N | North | FC |  |  | 0.03
LA Basin | CHINO QFS | 0 | 0.02 | 0 | 0 | 0 | 0 | 0 | 0 | 0 | 0 | 0 | 0 | N | South | FC |  |  | 0.02
NCNB | SMALL QF AGGREGATION - VALLEJO/DINSMORE | 0.01 | 0.02 | 0.02 | 0.01 | 0.01 | 0.01 | 0.02 | 0.01 | 0.01 | 0.01 | 0.01 | 0.01 | N | North | FC |  |  | 0.02
Bay Area | SMALL QF AGGREGATION - SAB FRABCUSCI | 0.01 | 0.01 | 0.01 | 0.01 | 0.01 | 0.01 | 0.01 | 0.01 | 0.01 | 0.01 | 0.01 | 0.01 | N | North | FC |  |  | 0.01
LA Basin | BARRE QFS | 0 | 0 | 0.01 | 0.01 | 0 | 0 | 0 | 0 | 0 | 0 | 0 | 0 | N | South | FC |  |  | 0.01
Big Creek-Ventura | Radiance Solar 4 | 0 | 0 | 0 | 0 | 0 | 0 | 0 | 0 | 0 | 0 | 0 | 0 | N | South | EO |  |  | 0
Big Creek-Ventura | Central Antelope Dry Ranch C | 0 | 0 | 0 | 0 | 0 | 0 | 0 | 0 | 0 | 0 | 0 | 0 | N | South | EO |  |  | 0
San Diego-IV | Miguel BESS | 0 | 0 | 0 | 0 | 0 | 0 | 0 | 0 | 0 | 0 | 0 | 0 | N | South | EO |  |  | 0
CAISO System | Sunedison - Hesperia | 0 | 0 | 0 | 0 | 0 | 0 | 0 | 0 | 0 | 0 | 0 | 0 | N | South | EO |  |  | 0
CAISO System | Lone Valley Solar Park 2 | 0 | 0 | 0 | 0 | 0 | 0 | 0 | 0 | 0 | 0 | 0 | 0 | N | South | EO |  |  | 0
CAISO System | Lone Valley Solar Park 1 | 0 | 0 | 0 | 0 | 0 | 0 | 0 | 0 | 0 | 0 | 0 | 0 | N | South | EO |  |  | 0
CAISO System | Victor Aggregate Solar Resources | 0 | 0 | 0 | 0 | 0 | 0 | 0 | 0 | 0 | 0 | 0 | 0 | N | South | EO |  |  | 0
CAISO System | Sol Catcher BESS PV2 |  |  |  |  | 0 | 0 | 0 | 0 | 0 | 0 | 0 | 0 | N | South | EO |  | Co-located with VICPAS_2_SOCBT2. | 0
NCNB | Vecino Vineyards LLC | 0 | 0 | 0 | 0 | 0 | 0 | 0 | 0 | 0 | 0 | 0 | 0 | N | North | FC |  |  | 0
Fresno | Paige Solar | 0 | 0 | 0 | 0 | 0 | 0 | 0 | 0 | 0 | 0 | 0 | 0 | N | North | EO |  |  | 0
San Diego-IV | Pala Gomez Creek BESS |  |  |  | 0 | 0 | 0 | 0 | 0 | 0 | 0 | 0 | 0 | Y | South | EO |  |  | 0
LA Basin | Kona Solar - Rancho DC #1 | 0 | 0 | 0 | 0 | 0 | 0 | 0 | 0 | 0 | 0 | 0 | 0 | N | South | EO |  |  | 0
LA Basin | Master Development Corona | 0 | 0 | 0 | 0 | 0 | 0 | 0 | 0 | 0 | 0 | 0 | 0 | N | South | EO |  |  | 0
Bay Area | SMALL QF AGGREGATION - OAKLAND | 0 | 0 | 0 | 0 | 0 | 0 | 0 | 0 | 0 | 0 | 0 | 0 | N | North | FC |  |  | 0
Bay Area | Oakley Solar Project | 0 | 0 | 0 | 0 | 0 | 0 | 0 | 0 | 0 | 0 | 0 | 0 | N | North | EO |  |  | 0
CAISO System | Collins Pine | 0 | 0 | 0 | 0 | 0 | 0 | 0 | 0 | 0 | 0 | 0 | 0 | N | North | EO |  |  | 0
Big Creek-Ventura | Ducor Solar 2 | 0 | 0 | 0 | 0 | 0 | 0 | 0 | 0 | 0 | 0 | 0 | 0 | N | South | EO |  |  | 0
Big Creek-Ventura | Lanacaster Aggregate Solar Resources | 0 | 0 | 0 | 0 | 0 | 0 | 0 | 0 | 0 | 0 | 0 | 0 | N | South | EO |  |  | 0
Fresno | Citizen Solar B | 0 | 0 | 0 | 0 | 0 | 0 | 0 | 0 | 0 | 0 | 0 | 0 | N | North | EO |  |  | 0
Big Creek-Ventura | CREST Contracts | 0 | 0 | 0 | 0 | 0 | 0 | 0 | 0 | 0 | 0 | 0 | 0 | N | South | EO |  |  | 0
Bay Area | MLPTAS_7_QFUNTS | 0 | 0 | 0 | 0 | 0 | 0 | 0 | 0 | 0 | 0 | 0 | 0 | N | North | FC |  |  | 0
CAISO System | SMALL QF AGGREGATION - SAN LUIS OBISPO | 0 | 0 | 0 | 0 | 0 | 0 | 0 | 0 | 0 | 0 | 0 | 0 | N | North | FC |  |  | 0
LA Basin | Temescal Canyon RV | 0 | 0 | 0 | 0 | 0 | 0 | 0 | 0 | 0 | 0 | 0 | 0 | N | South | EO |  |  | 0
Fresno | Sun Harvest Solar | 0 | 0 | 0 | 0 | 0 | 0 | 0 | 0 | 0 | 0 | 0 | 0 | N | North | EO |  |  | 0
Fresno | Merced Solar | 0 | 0 | 0 | 0 | 0 | 0 | 0 | 0 | 0 | 0 | 0 | 0 | N | North | EO |  |  | 0
Fresno | Mustang | 0 | 0 | 0 | 0 | 0 | 0 | 0 | 0 | 0 | 0 | 0 | 0 | N | North | EO |  |  | 0
San Diego-IV | Grossmont Hospital | 0 | 0 | 0 | 0 | 0 | 0 | 0 | 0 | 0 | 0 | 0 | 0 | N | South | EO |  |  | 0
Fresno | Mission Solar | 0 | 0 | 0 | 0 | 0 | 0 | 0 | 0 | 0 | 0 | 0 | 0 | N | North | EO |  |  | 0
Big Creek-Ventura | East Portal Hydro | 0 | 0 | 0 | 0 | 0 | 0 | 0 | 0 | 0 | 0 | 0 | 0 | N | South | EO |  |  | 0
CAISO System | Cold Canyon | 0 | 0 | 0 | 0 | 0 | 0 | 0 | 0 | 0 | 0 | 0 | 0 | N | North | EO |  |  | 0
Big Creek-Ventura | Soccer Center | 0 | 0 | 0 | 0 | 0 | 0 | 0 | 0 | 0 | 0 | 0 | 0 | N | South | EO |  |  | 0
Big Creek-Ventura | CREST Contracts | 0 | 0 | 0 | 0 | 0 | 0 | 0 | 0 | 0 | 0 | 0 | 0 | N | South | EO |  |  | 0
Big Creek-Ventura | Morgan Lancaster I | 0 | 0 | 0 | 0 | 0 | 0 | 0 | 0 | 0 | 0 | 0 | 0 | N | South | EO |  |  | 0
Bay Area | MWWTP PGS 2 - Turbine | 0 | 0 | 0 | 0 | 0 | 0 | 0 | 0 | 0 | 0 | 0 | 0 | N | North | EO |  |  | 0
NCNB | NCPA GEO PLANT 2 UNIT 3 | 0 | 0 | 0 | 0 | 0 | 0 | 0 | 0 | 0 | 0 | 0 | 0 | Y | North | FC |  |  | 0
CAISO System | Old Santa Fe Road | 0 | 0 | 0 | 0 | 0 | 0 | 0 | 0 | 0 | 0 | 0 | 0 | Y | North | EO |  |  | 0
Fresno | Oro Loma Solar 1 | 0 | 0 | 0 | 0 | 0 | 0 | 0 | 0 | 0 | 0 | 0 | 0 | N | North | EO |  |  | 0
Fresno | Oro Loma Solar 2 | 0 | 0 | 0 | 0 | 0 | 0 | 0 | 0 | 0 | 0 | 0 | 0 | N | North | EO |  |  | 0
Stockton | Crow Creek Solar 1 | 0 | 0 | 0 | 0 | 0 | 0 | 0 | 0 | 0 | 0 | 0 | 0 | N | North | EO |  |  | 0
Big Creek-Ventura | SPVP042 Porterville Solar | 0 | 0 | 0 | 0 | 0 | 0 | 0 | 0 | 0 | 0 | 0 | 0 | N | South | EO |  |  | 0
Fresno | Vega Solar | 0 | 0 | 0 | 0 | 0 | 0 | 0 | 0 | 0 | 0 | 0 | 0 | N | North | EO |  |  | 0
CAISO System | Santa Cruz Energy LLC | 0 | 0 | 0 | 0 | 0 | 0 | 0 | 0 | 0 | 0 | 0 | 0 | Y | North | EO |  |  | 0
CAISO System | Community Solar | 0 | 0 | 0 | 0 | 0 | 0 | 0 | 0 | 0 | 0 | 0 | 0 | N | South | EO |  |  | 0
LA Basin | Kona Solar - Meridian #1 | 0 | 0 | 0 | 0 | 0 | 0 | 0 | 0 | 0 | 0 | 0 | 0 | N | South | EO |  |  | 0
CAISO System | Victor Phelan Solar One | 0 | 0 | 0 | 0 | 0 | 0 | 0 | 0 | 0 | 0 | 0 | 0 | N | South | EO |  |  | 0
CAISO System | Alamo Solar | 0 | 0 | 0 | 0 | 0 | 0 | 0 | 0 | 0 | 0 | 0 | 0 | N | South | EO |  |  | 0
Big Creek-Ventura | Sierra Solar Greenworks LLC | 0 | 0 | 0 | 0 | 0 | 0 | 0 | 0 | 0 | 0 | 0 | 0 | N | South | EO |  |  | 0
Big Creek-Ventura | North Lancaster Ranch | 0 | 0 | 0 | 0 | 0 | 0 | 0 | 0 | 0 | 0 | 0 | 0 | N | South | EO |  |  | 0
Big Creek-Ventura | Western Antelope Blue Sky Ranch A | 0 | 0 | 0 | 0 | 0 | 0 | 0 | 0 | 0 | 0 | 0 | 0 | N | South | EO |  |  | 0
Big Creek-Ventura | Delsur Aggregate Solar Resources | 0 | 0 | 0 | 0 | 0 | 0 | 0 | 0 | 0 | 0 | 0 | 0 | N | South | EO |  |  | 0
LA Basin | Golden Solar Building D | 0 | 0 | 0 | 0 | 0 | 0 | 0 | 0 | 0 | 0 | 0 | 0 | N | South | EO |  |  | 0
CAISO System | Victor Dry Farm Ranch B | 0 | 0 | 0 | 0 | 0 | 0 | 0 | 0 | 0 | 0 | 0 | 0 | N | South | EO |  |  | 0
Big Creek-Ventura | Ducor Solar 1 | 0 | 0 | 0 | 0 | 0 | 0 | 0 | 0 | 0 | 0 | 0 | 0 | N | South | EO |  |  | 0
CAISO System | McCoy Station | 0 | 0 | 0 | 0 | 0 | 0 | 0 | 0 | 0 | 0 | 0 | 0 | N | South | EO |  | Co-located with BLKCRK_2_GMCBT1, GENESI_2_STG | 0
CAISO System | Blythe Solar 1 Project | 0 | 0 | 0 | 0 | 0 | 0 | 0 | 0 | 0 | 0 | 0 | 0 | N | South | EO |  |  | 0
CAISO System | Blythe Green 1 | 0 | 0 | 0 | 0 | 0 | 0 | 0 | 0 | 0 | 0 | 0 | 0 | N | South | EO |  |  | 0
LA Basin | Golden Springs Building C1 | 0 | 0 | 0 | 0 | 0 | 0 | 0 | 0 | 0 | 0 | 0 | 0 | N | South | EO |  |  | 0
CAISO System | Adelanto Solar | 0 | 0 | 0 | 0 | 0 | 0 | 0 | 0 | 0 | 0 | 0 | 0 | N | South | EO |  |  | 0
Fresno | Corcoran 3 | 0 | 0 | 0 | 0 | 0 | 0 | 0 | 0 | 0 | 0 | 0 | 0 | N | North | EO |  |  | 0
Fresno | Aspiration Solar G | 0 | 0 | 0 | 0 | 0 | 0 | 0 | 0 | 0 | 0 | 0 | 0 | N | North | EO |  |  | 0
NCNB | Warm Springs Hydro | 0 | 0 | 0 | 0 | 0 | 0 | 0 | 0 | 0 | 0 | 0 | 0 | N | North | FC |  |  | 0
Fresno | Hanford Digester Genset 2 | 0 | 0 | 0 | 0 | 0 | 0 | 0 | 0 | 0 | 0 | 0 | 0 | Y | North | EO |  |  | 0
Fresno | Winter Wheat Solar Farm | 0 | 0 | 0 | 0 | 0 | 0 | 0 | 0 | 0 | 0 | 0 | 0 | N | North | EO |  |  | 0
Humboldt | STS HYDROPOWER LTD. (KEKAWAKA) | 0 | 0 | 0 | 0 | 0 | 0 | 0 | 0 | 0 | 0 | 0 | 0 | N | North | FC |  |  | 0
LA Basin | MWD Venice Hydroelectric Recovery Plant | 0 | 0 | 0 | 0 | 0 | 0 | 0 | 0 | 0 | 0 | 0 | 0 | N | South | FC |  |  | 0
Big Creek-Ventura | Lindsay Tulare PV | 0 | 0 | 0 | 0 | 0 | 0 | 0 | 0 | 0 | 0 | 0 | 0 | N | South | EO |  |  | 0
Big Creek-Ventura | Porterville Tulare PV | 0 | 0 | 0 | 0 | 0 | 0 | 0 | 0 | 0 | 0 | 0 | 0 | N | South | EO |  |  | 0
Fresno | Still Water Ranch Dairy | 0 | 0 | 0 | 0 | 0 | 0 | 0 | 0 | 0 | 0 | 0 | 0 | Y | North | EO |  |  | 0
Big Creek-Ventura | TULE RIVER HYDRO PLANT (SCE) | 0 | 0 | 0 | 0 | 0 | 0 | 0 | 0 | 0 | 0 | 0 | 0 | N | South | FC |  |  | 0
Fresno | Westside Solar Power PV1 | 0 | 0 | 0 | 0 | 0 | 0 | 0 | 0 | 0 | 0 | 0 | 0 | N | North | EO |  |  | 0
Fresno | Fresno Solar South | 0 | 0 | 0 | 0 | 0 | 0 | 0 | 0 | 0 | 0 | 0 | 0 | N | North | EO |  |  | 0
Fresno | Fresno Solar West | 0 | 0 | 0 | 0 | 0 | 0 | 0 | 0 | 0 | 0 | 0 | 0 | N | North | EO |  |  | 0
Stockton | Manteca Land 1 | 0 | 0 | 0 | 0 | 0 | 0 | 0 | 0 | 0 | 0 | 0 | 0 | N | North | EO |  |  | 0
Fresno | Fresno Community Solar | SEP: 0; OCT: 0; NOV: 0; DEC: 0 | N | North | EO |  |  | 0
Fresno | Kingsburg1 | 0 | 0 | 0 | 0 | 0 | 0 | 0 | 0 | 0 | 0 | 0 | 0 | N | North | EO |  |  | 0
San Diego-IV | Kearny Mesa Storage | 0 | 0 | 0 | 0 | 0 | 0 | 0 | 0 | 0 | 0 | 0 | 0 | Y | South | EO |  |  | 0
Fresno | Kingsburg2 | 0 | 0 | 0 | 0 | 0 | 0 | 0 | 0 | 0 | 0 | 0 | 0 | N | North | EO |  |  | 0
CAISO System | San Benito Smart Park | 0 | 0 | 0 | 0 | 0 | 0 | 0 | 0 | 0 | 0 | 0 | 0 | N | North | EO |  |  | 0
Big Creek-Ventura | Springerville Aggregate Solar Resources | 0 | 0 | 0 | 0 | 0 | 0 | 0 | 0 | 0 | 0 | 0 | 0 | N | South | EO |  |  | 0
Big Creek-Ventura | Exeter Tulare PV | 0 | 0 | 0 | 0 | 0 | 0 | 0 | 0 | 0 | 0 | 0 | 0 | N | South | EO |  |  | 0
Big Creek-Ventura | Gestamp Solar 1 | 0 | 0 | 0 | 0 | 0 | 0 | 0 | 0 | 0 | 0 | 0 | 0 | N | South | EO |  |  | 0
Big Creek-Ventura | MAMMOTH POOL RESERVOIR (FISHWATER | 0 | 0 | 0 | 0 | 0 | 0 | 0 | 0 | 0 | 0 | 0 | 0 | N | South | EO |  |  | 0
Big Creek-Ventura | DAM 7 AT BIG CREEK (FISHWATER GEN) | 0 | 0 | 0 | 0 | 0 | 0 | 0 | 0 | 0 | 0 | 0 | 0 | N | South | EO |  |  | 0
Sierra | South Fork Powerhouse | 0 | 0 | 0 | 0 | 0 | 0 | 0 | 0 | 0 | 0 | 0 | 0 | Y | North | EO |  |  | 0
LA Basin | SEPV9 | 0 | 0 | 0 | 0 | 0 | 0 | 0 | 0 | 0 | 0 | 0 | 0 | N | South | EO |  |  | 0
CAISO System | Dracker Solar Unit 3 | 0 | 0 | 0 | 0 | 0 | 0 | 0 | 0 | 0 | 0 | 0 | 0 | N | South | EO |  | Co-located with DRACKR_2_DSUBT3 | 0
LA Basin | Desert Hot Springs 2 | 0 | 0 | 0 | 0 | 0 | 0 | 0 | 0 | 0 | 0 | 0 | 0 | N | South | EO |  |  | 0
LA Basin | Caliente Solar 2 | 0 | 0 | 0 | 0 | 0 | 0 | 0 | 0 | 0 | 0 | 0 | 0 | N | South | EO |  |  | 0
LA Basin | Champagne | 0 | 0 | 0 | 0 | 0 | 0 | 0 | 0 | 0 | 0 | 0 | 0 | N | South | EO |  |  | 0
LA Basin | Rochester | 0 | 0 | 0 | 0 | 0 | 0 | 0 | 0 | 0 | 0 | 0 | 0 | N | South | EO |  |  | 0
LA Basin | Dulles | 0 | 0 | 0 | 0 | 0 | 0 | 0 | 0 | 0 | 0 | 0 | 0 | N | South | EO |  |  | 0
Fresno | EE K Solar 1 | 0 | 0 | 0 | 0 | 0 | 0 | 0 | 0 | 0 | 0 | 0 | 0 | N | North | EO |  |  | 0
Fresno | 2097 Helton | 0 | 0 | 0 | 0 | 0 | 0 | 0 | 0 | 0 | 0 | 0 | 0 | N | North | EO |  |  | 0
Big Creek-Ventura | Radiance Solar 5 | 0 | 0 | 0 | 0 | 0 | 0 | 0 | 0 | 0 | 0 | 0 | 0 | N | South | EO |  |  | 0
LA Basin | SEPV 5 | 0 | 0 | 0 | 0 | 0 | 0 | 0 | 0 | 0 | 0 | 0 | 0 | N | South | EO |  |  | 0
LA Basin | Cascade Solar | 0 | 0 | 0 | 0 | 0 | 0 | 0 | 0 | 0 | 0 | 0 | 0 | N | South | EO |  |  | 0
LA Basin | SEPV8 | 0 | 0 | 0 | 0 | 0 | 0 | 0 | 0 | 0 | 0 | 0 | 0 | N | South | EO |  |  | 0
Humboldt | FTSWRD_7_QFUNTS | 0 | 0 | 0 | 0 | 0 | 0 | 0 | 0 | 0 | 0 | 0 | 0 | N | North | FC |  |  | 0
CAISO System | Neal Road Landfill Generating Facility | 0 | 0 | 0 | 0 | 0 | 0 | 0 | 0 | 0 | 0 | 0 | 0 | N | North | EO |  |  | 0
LA Basin | Wagner Wind | 0 | 0 | 0 | 0 | 0 | 0 | 0 | 0 | 0 | 0 | 0 | 0 | N | South | EO |  |  | 0
LA Basin | North Palm Springs 4A | 0 | 0 | 0 | 0 | 0 | 0 | 0 | 0 | 0 | 0 | 0 | 0 | N | South | EO |  |  | 0
CAISO System | Weststar Dairy Biogas | 0 | 0 | 0 | 0 | 0 | 0 | 0 | 0 | 0 | 0 | 0 | 0 | N | North | EO |  |  | 0
CAISO System | Byron Highway Solar | 0 | 0 | 0 | 0 | 0 | 0 | 0 | 0 | 0 | 0 | 0 | 0 | N | North | EO |  |  | 0
NCNB | CLEAR LAKE UNIT 1 | 0 | 0 | 0 | 0 | 0 | 0 | 0 | 0 | 0 | 0 | 0 | 0 | N | North | EO |  |  | 0
Big Creek-Ventura | Antelope Power Plant | 0 | 0 | 0 | 0 | 0 | 0 | 0 | 0 | 0 | 0 | 0 | 0 | N | South | EO |  |  | 0
Big Creek-Ventura | EXXON COMPANY USA | 0 | 0 | 0 | 0 | 0 | 0 | 0 | 0 | 0 | 0 | 0 | 0 | N | South | FC |  |  | 0
Sierra | GRIDLEY MAIN TWO | 0 | 0 | 0 | 0 | 0 | 0 | 0 | 0 | 0 | 0 | 0 | 0 | N | North | EO |  |  | 0
Fresno | Hanford Digester Genset 3 | 0 | 0 | 0 | 0 | 0 | 0 | 0 | 0 | 0 | 0 | 0 | 0 | Y | North | EO |  |  | 0
CAISO System | CREST Contracts | 0 | 0 | 0 | 0 | 0 | 0 | 0 | 0 | 0 | 0 | 0 | 0 | N | South | EO |  |  | 0
Big Creek-Ventura | Two Fiets Dairy Digester | 0 | 0 | 0 | 0 | 0 | 0 | 0 | 0 | 0 | 0 | 0 | 0 | N | South | EO |  |  | 0
Big Creek-Ventura | MM Tulare | 0 | 0 | 0 | 0 | 0 | 0 | 0 | 0 | 0 | 0 | 0 | 0 | N | South | EO |  |  | 0
Big Creek-Ventura | Rector Aggregate Solar Resources | 0 | 0 | 0 | 0 | 0 | 0 | 0 | 0 | 0 | 0 | 0 | 0 | N | South | EO |  |  | 0
Big Creek-Ventura | Ivanhoe Tulare PV | 0 | 0 | 0 | 0 | 0 | 0 | 0 | 0 | 0 | 0 | 0 | 0 | N | South | EO |  |  | 0
Fresno | Madera 1 | 0 | 0 | 0 | 0 | 0 | 0 | 0 | 0 | 0 | 0 | 0 | 0 | N | North | EO |  |  | 0
Fresno | Canal Creek Powerhouse | 0 | 0 | 0 | 0 | 0 | 0 | 0 | 0 | 0 | 0 | 0 | 0 | N | North | FC |  |  | 0
CAISO System | Castor | 0 | 0 | 0 | 0 | 0 | 0 | 0 | 0 | 0 | 0 | 0 | 0 | N | North | EO |  |  | 0
NCNB | Clover Flat Land Fill Gas | 0 | 0 | 0 | 0 | 0 | 0 | 0 | 0 | 0 | 0 | 0 | 0 | N | North | EO |  |  | 0
CAISO System | Eagle Creek | 0 | 0 | 0 | 0 | 0 | 0 | 0 | 0 | 0 | 0 | 0 | 0 | N | North | EO |  |  | 0
Big Creek-Ventura | Tulare BioMAT Fuel Cell | 0 | 0 | 0 | 0 | 0 | 0 | 0 | 0 | 0 | 0 | 0 | 0 | N | South | EO |  |  | 0
Fresno | Terzian | 0 | 0 | 0 | 0 | 0 | 0 | 0 | 0 | 0 | 0 | 0 | 0 | N | North | EO |  |  | 0
CAISO System | Dracker Solar Unit 2 | 0 | 0 | 0 | 0 | 0 | 0 | 0 | 0 | 0 | 0 | 0 | 0 | N | South | EO |  | Co-located with DRACKR_2_DSUBT2 | 0
Big Creek-Ventura | Ducor Solar 3 | 0 | 0 | 0 | 0 | 0 | 0 | 0 | 0 | 0 | 0 | 0 | 0 | N | South | EO |  |  | 0
Big Creek-Ventura | Ducor Solar 4 | 0 | 0 | 0 | 0 | 0 | 0 | 0 | 0 | 0 | 0 | 0 | 0 | N | South | EO |  |  | 0
LA Basin | Pico Rivera | 0 | 0 | 0 | 0 | 0 | 0 | 0 | 0 | 0 | 0 | 0 | 0 | N | South | EO |  |  | 0
LA Basin | MWD Rio Hondo Hydroelectric Recovery Pla | 0 | 0 | 0 | 0 | 0 | 0 | 0 | 0 | 0 | 0 | 0 | 0 | Y | South | FC |  |  | 0
LA Basin | TECHNICAST | 0 | 0 | 0 | 0 | 0 | 0 | 0 | 0 | 0 | 0 | 0 | 0 | N | South | EO |  |  | 0
Sierra | Grasslands 4 | 0 | 0 | 0 | 0 | 0 | 0 | 0 | 0 | 0 | 0 | 0 | 0 | N | North | EO |  |  | 0
Fresno | Madera Digester Genset 2 | 0 | 0 | 0 | 0 | 0 | 0 | 0 | 0 | 0 | 0 | 0 | 0 | N | North | EO |  |  | 0
Sierra | Grasslands 3 | 0 | 0 | 0 | 0 | 0 | 0 | 0 | 0 | 0 | 0 | 0 | 0 | N | North | EO |  |  | 0
LA Basin | Kona Solar - Terra Francesca | 0 | 0 | 0 | 0 | 0 | 0 | 0 | 0 | 0 | 0 | 0 | 0 | N | South | EO |  |  | 0
LA Basin | SS San Antonio West LLC | 0 | 0 | 0 | 0 | 0 | 0 | 0 | 0 | 0 | 0 | 0 | 0 | N | South | EO |  |  | 0
LA Basin | Jurupa | 0 | 0 | 0 | 0 | 0 | 0 | 0 | 0 | 0 | 0 | 0 | 0 | N | South | EO |  |  | 0
Fresno | Avenal Solar 2 | 0 | 0 | 0 | 0 | 0 | 0 | 0 | 0 | 0 | 0 | 0 | 0 | N | North | EO |  |  | 0
CAISO System | Lake Herman Solar | 0 | 0 | 0 | 0 | 0 | 0 | 0 | 0 | 0 | 0 | 0 | 0 | N | North | EO |  |  | 0
CAISO System | Mojave 89 BESS 2B | 0 | 0 | 0 | 0 | 0 | 0 | 0 | 0 | 0 | 0 | 0 | 0 | Y | South | EO |  |  | 0
Fresno | Quinten Luallen | 0 | 0 | 0 | 0 | 0 | 0 | 0 | 0 | 0 | 0 | 0 | 0 | N | North | EO |  |  | 0
Fresno | Avenal Solar 1 | 0 | 0 | 0 | 0 | 0 | 0 | 0 | 0 | 0 | 0 | 0 | 0 | N | North | EO |  |  | 0
Sierra | WISE HYDRO UNIT 2 | 0 | 0 | 0 | 0 | 0 | 0 | 0 | 0 | 0 | 0 | 0 | 0 | Y | North | FC |  |  | 0
Fresno | Whitney Point Solar | 0 | 0 | 0 | 0 | 0 | 0 | 0 | 0 | 0 | 0 | 0 | 0 | N | North | EO |  |  | 0
CAISO System | Bailey Creek Ranch | 0 | 0 | 0 | 0 | 0 | 0 | 0 | 0 | 0 | 0 | 0 | 0 | N | North | EO |  |  | 0
Fresno | Joya Del Sol | 0 | 0 | 0 | 0 | 0 | 0 | 0 | 0 | 0 | 0 | 0 | 0 | N | North | EO |  |  | 0
CAISO System | Agua Caliente Solar | 0 | 0 | 0 | 0 | 0 | 0 | 0 | 0 | 0 | 0 | 0 | 0 | N | South | EO |  |  | 0
CAISO System | Yellow Pine 2 B PV | JUL: 0; AUG: 0; SEP: 0; OCT: 0; NOV: 0; DEC: 0 | N | South | EO |  | Q1341 - Waiting for Lugo Victorville CRAS - Co-located with YELP_2_YP2BT3. | 0
LA Basin | Industry MetroLink PV 1 | 0 | 0 | 0 | 0 | 0 | 0 | 0 | 0 | 0 | 0 | 0 | 0 | N | South | EO |  |  | 0
Fresno | Adera Solar | 0 | 0 | 0 | 0 | 0 | 0 | 0 | 0 | 0 | 0 | 0 | 0 | N | North | EO |  |  | 0